## Sites
| time_steps_per_hour | timeout_seconds | user_uuid | webtool_uuid | address | land_acres | latitude | longitude | roof_squarefeet | error_message
site3-No-PV | 1 | 420 |  |  |  |  | 34.1404 | -118.2764
site3-With-PV | 1 | 420 |  |  |  |  | 34.1404 | -118.2764

## Financial_inputs
| analysis_years | escalation_pct | microgrid_upgrade_cost_pct | offtaker_discount_pct | offtaker_tax_pct | om_cost_escalation_pct | value_of_lost_load_us_dollars_per_kwh
site3-No-PV | 25 | 0.023 | 0.3 | 0.083 | 0.26 | 0.025 | 100
site3-With-PV | 25 | 0.023 | 0.3 | 0.083 | 0.26 | 0.025 | 100

## LoadProfile_inputs
| annual_kwh | critical_load_pct | critical_loads_kw_is_net | loads_kw_is_net | outage_end_hour | outage_is_major_event | outage_start_hour | year
site3-No-PV |  | 0.5 | FALSE | TRUE |  | TRUE |  | 2018
site3-With-PV |  | 0.5 | FALSE | TRUE |  | TRUE |  | 2018

## ElectricTariff_inputs
| add_blended_rates_to_urdb_rate | blended_annual_demand_charges_us_dollars_per_kw | blended_annual_rates_us_dollars_per_kwh | interconnection_limit_kw | net_metering_limit_kw | urdb_label | urdb_rate_name | urdb_utility_name | wholesale_rate_above_site_load_us_dollars_per_kwh | wholesale_rate_us_dollars_per_kwh
site3-No-PV | FALSE | 0 | 0 | 100000000 | 0 | 5a3821035457a32645d2dd80 | Primary Service A-2 Rate Time-Of-Use (TOU) | Los Angeles Department of Water & Power | 0 | 0
site3-With-PV | FALSE | 0 | 0 | 100000000 | 0 | 5a3821035457a32645d2dd80 | Primary Service A-2 Rate Time-Of-Use (TOU) | Los Angeles Department of Water & Power | 0 | 0

## Wind_inputs
| federal_itc_pct | federal_rebate_us_dollars_per_kw | installed_cost_us_dollars_per_kw | macrs_bonus_pct | macrs_itc_reduction | macrs_option_years | max_kw | min_kw | om_cost_us_dollars_per_kw | pbi_max_us_dollars | pbi_system_max_kw | pbi_us_dollars_per_kwh | pbi_years | pressure_atmospheres | size_class | state_ibi_max_us_dollars | state_ibi_pct | state_rebate_max_us_dollars | state_rebate_us_dollars_per_kw | temperature_celsius | utility_ibi_max_us_dollars | utility_ibi_pct | utility_rebate_max_us_dollars | utility_rebate_us_dollars_per_kw | wind_direction_degrees | wind_meters_per_sec
site3-No-PV | 0.26 | 0 | 3013 | 1 | 0.5 | 5 | 0 | 0 | 40 | 1000000000 | 1000000000 | 0 | 1 |  |  | 10000000000 | 0 | 10000000000 | 0 |  | 10000000000 | 0 | 10000000000 | 0
site3-With-PV | 0.26 | 0 | 3013 | 1 | 0.5 | 5 | 0 | 0 | 40 | 1000000000 | 1000000000 | 0 | 1 |  |  | 10000000000 | 0 | 10000000000 | 0 |  | 10000000000 | 0 | 10000000000 | 0

## PV_inputs
| array_type | azimuth | dc_ac_ratio | degradation_pct | existing_kw | federal_itc_pct | federal_rebate_us_dollars_per_kw | gcr | installed_cost_us_dollars_per_kw | inv_eff | losses | macrs_bonus_pct | macrs_itc_reduction | macrs_option_years | max_kw | min_kw | module_type | om_cost_us_dollars_per_kw | pbi_max_us_dollars | pbi_system_max_kw | pbi_us_dollars_per_kwh | pbi_years | radius | state_ibi_max_us_dollars | state_ibi_pct | state_rebate_max_us_dollars | state_rebate_us_dollars_per_kw | tilt | utility_ibi_max_us_dollars | utility_ibi_pct | utility_rebate_max_us_dollars | utility_rebate_us_dollars_per_kw
site3-No-PV | 1 | 180 | 1.2 | 0.005 | 0 | 0.26 | 0 | 0.4 | 1600 | 0.96 | 0.14 | 1 | 0.5 | 5 | 0 | 0 | 0 | 16 | 1000000000 | 1000000000 | 0 | 1 | 0 | 10000000000 | 0 | 10000000000 | 0 | 0.537 | 10000000000 | 0 | 10000000000 | 0
site3-With-PV | 1 | 180 | 1.2 | 0.005 | 0 | 0.26 | 0 | 0.4 | 1600 | 0.96 | 0.14 | 1 | 0.5 | 5 | 1000000000 | 0 | 0 | 16 | 1000000000 | 1000000000 | 0 | 1 | 0 | 10000000000 | 0 | 10000000000 | 0 | 10 | 10000000000 | 0 | 10000000000 | 0

## Storage_inputs
| battery_replacement_year | installed_cost_us_dollars_per_kw | installed_cost_us_dollars_per_kwh | internal_efficiency_pct | inverter_efficiency_pct | inverter_replacement_year | macrs_bonus_pct | macrs_itc_reduction | macrs_option_years | max_kw | max_kwh | min_kw | min_kwh | rectifier_efficiency_pct | replace_cost_us_dollars_per_kw | replace_cost_us_dollars_per_kwh | soc_init_pct | soc_min_pct | total_itc_pct | total_rebate_us_dollars_per_kw
site3-No-PV | 10 | 840 | 420 | 0.975 | 0.96 | 10 | 1 | 0.5 | 7 | 1000000 | 1000000 | 0 | 0 | 0.96 | 410 | 200 | 0.5 | 0.2 | 0 | 0
site3-With-PV | 10 | 840 | 420 | 0.975 | 0.96 | 10 | 1 | 0.5 | 7 | 1000000 | 1000000 | 0 | 0 | 0.96 | 410 | 200 | 0.5 | 0.2 | 0 | 0

## Generator_inputs
| diesel_fuel_cost_us_dollars_per_gallon | existing_kw | federal_itc_pct | federal_rebate_us_dollars_per_kw | fuel_avail_gal | fuel_intercept_gal_per_hr | fuel_slope_gal_per_kwh | generator_only_runs_during_grid_outage | generator_sells_energy_back_to_grid | installed_cost_us_dollars_per_kw | macrs_bonus_pct | macrs_itc_reduction | macrs_option_years | max_kw | min_kw | min_turn_down_pct | om_cost_us_dollars_per_kw | om_cost_us_dollars_per_kwh | pbi_max_us_dollars | pbi_system_max_kw | pbi_us_dollars_per_kwh | pbi_years | state_ibi_max_us_dollars | state_ibi_pct | state_rebate_max_us_dollars | state_rebate_us_dollars_per_kw | utility_ibi_max_us_dollars | utility_ibi_pct | utility_rebate_max_us_dollars | utility_rebate_us_dollars_per_kw
site3-No-PV | 3 | 0 | 0 | 0 | 660 | 0.0125 | 0.076 | TRUE | FALSE | 500 | 1 | 0 | 0 | 1000000000 | 0 | 0 | 10 | 0 | 0 | 0 | 0 | 0 | 0 | 0 | 0 | 0 | 0 | 0 | 0 | 0
site3-With-PV | 3 | 0 | 0 | 0 | 660 | 0.0125 | 0.076 | TRUE | FALSE | 500 | 1 | 0 | 0 | 1000000000 | 0 | 0 | 10 | 0 | 0 | 0 | 0 | 0 | 0 | 0 | 0 | 0 | 0 | 0 | 0 | 0

## Financial_outputs
| avoided_outage_costs_us_dollars | lcc_bau_us_dollars | lcc_us_dollars | microgrid_upgrade_cost_us_dollars | net_capital_costs | net_capital_costs_plus_om_us_dollars | net_om_us_dollars_bau | npv_us_dollars
site3-No-PV | 0 | 670721 | 669922 | 1848.6 | 6162 | 6162 | 0 | 799
site3-With-PV | 4474.62 | 670721 | 585600 | 38726.7 | 129089 | 149172 | 0 | 85121

## LoadProfile_outputs
| annual_calculated_kwh | resilience_check_flag | sustain_hours
site3-No-PV | 450547.587 | TRUE | 0
site3-With-PV |  | TRUE | 0

## ElectricTariff_outputs
| total_demand_cost_bau_us_dollars | total_demand_cost_us_dollars | total_energy_cost_bau_us_dollars | total_energy_cost_us_dollars | total_export_benefit_us_dollars | total_fixed_cost_bau_us_dollars | total_fixed_cost_us_dollars | total_min_charge_adder_bau_us_dollars | total_min_charge_adder_us_dollars | year_one_bill_bau_us_dollars | year_one_bill_us_dollars | year_one_demand_cost_bau_us_dollars | year_one_demand_cost_us_dollars | year_one_energy_cost_bau_us_dollars | year_one_energy_cost_us_dollars | year_one_energy_supplied_kwh | year_one_energy_supplied_kwh_bau | year_one_export_benefit_us_dollars | year_one_fixed_cost_bau_us_dollars | year_one_fixed_cost_us_dollars | year_one_min_charge_adder_bau_us_dollars | year_one_min_charge_adder_us_dollars
site3-No-PV | 178019.55 | 171162.57 | 489481.58 | 489377.6 | 0 | 3219.61 | 3219.61 | 0 | 0 | 69996.79 | 69270.34 | 18578.22 | 17862.62 | 51082.57 | 51071.72 | 450692.6104 | 450547.587 | 0 | 336 | 336 | 0 | 0
site3-With-PV

## PV_outputs
| average_yearly_energy_exported_kwh | average_yearly_energy_produced_bau_kwh | average_yearly_energy_produced_kwh | existing_pv_om_cost_us_dollars | size_kw | station_distance_km | station_latitude | station_longitude | year_one_energy_produced_kwh
site3-No-PV | 0 | 0 | 0 | 0 | 0 |  |  |  | 0
site3-With-PV | [5 empty] | 1.9 | 34.13 | -118.26

## Storage_outputs
| size_kw | size_kwh
site3-No-PV | 4.8 | 6.3296
site3-With-PV

## Generator_outputs
| average_yearly_energy_exported_kwh | average_yearly_energy_produced_kwh | existing_gen_total_fixed_om_cost_us_dollars | existing_gen_total_fuel_cost_us_dollars | existing_gen_total_variable_om_cost_us_dollars | existing_gen_year_one_fuel_cost_us_dollars | existing_gen_year_one_variable_om_cost_us_dollars | fuel_used_gal | fuel_used_gal_bau | size_kw | total_fuel_cost_us_dollars | total_variable_om_cost_us_dollars | year_one_energy_produced_kwh | year_one_fuel_cost_us_dollars | year_one_variable_om_cost_us_dollars
site3-No-PV | 0 | 0 | 0 | 0 | 0 | 0 | 0 | 0 | 0 | 0 | 0 | 0 | 0 | 0 | 0
site3-With-PV

## Wind_outputs
| average_yearly_energy_exported_kwh | average_yearly_energy_produced_kwh | size_kw | year_one_energy_produced_kwh
site3-No-PV | 0 | 0 | 0 | 0
site3-With-PV

## site3-No-PV_time_series
LoadProfile¦critical_load_series_kw | LoadProfile¦year_one_electric_load_series_kw | ElectricTariff¦year_one_demand_cost_series_us_dollars_per_kw | ElectricTariff¦year_one_energy_cost_series_us_dollars_per_kwh | ElectricTariff¦year_one_to_battery_series_kw | ElectricTariff¦year_one_to_load_series_kw | Storage¦year_one_soc_series_pct | Storage¦year_one_to_load_series_kw
19.52 | 39.04 | 7.48 | 0.10709 | 3.3387 | 39.04 | 1 | 0
18.08 | 36.16 | 7.48 | 0.10709 | 0 | 36.16 | 1 | 0
18.4 | 36.8 | 7.48 | 0.10709 | 0 | 36.8 | 1 | 0
19.2 | 38.4 | 7.48 | 0.10709 | 0 | 38.4 | 1 | 0
25.12 | 50.24 | 7.48 | 0.10709 | 0 | 50.24 | 1 | 0
27.04 | 54.08 | 7.48 | 0.10709 | 0 | 54.08 | 1 | 0
22.56 | 45.12 | 7.48 | 0.10709 | 0 | 45.12 | 1 | 0
20.48 | 40.96 | 7.48 | 0.10709 | 0 | 40.96 | 1 | 0
20 | 40 | 7.48 | 0.10709 | 0 | 40 | 1 | 0
19.84 | 39.68 | 7.48 | 0.10709 | 0 | 39.68 | 1 | 0
19.84 | 39.68 | 7.48 | 0.12502 | 0 | 39.68 | 1 | 0
19.84 | 39.68 | 7.48 | 0.12502 | 0 | 39.68 | 1 | 0
19.52 | 39.04 | 7.48 | 0.12502 | 0 | 39.04 | 1 | 0
19.36 | 38.72 | 12.23 | 0.12502 | 0 | 38.72 | 1 | 0
20.16 | 40.32 | 12.23 | 0.12502 | 0 | 40.32 | 1 | 0
19.84 | 39.68 | 12.23 | 0.12502 | 0 | 39.68 | 1 | 0
20.48 | 40.96 | 12.23 | 0.12502 | 0 | 40.96 | 1 | 0
20.8 | 41.6 | 7.48 | 0.12502 | 0 | 41.6 | 1 | 0
20.8 | 41.6 | 7.48 | 0.12502 | 0 | 41.6 | 1 | 0
20.8 | 41.6 | 7.48 | 0.12502 | 0 | 36.8 | 0.2 | 4.8
20.96 | 41.92 | 7.48 | 0.10709 | 4.8 | 41.92 | 0.91885 | 0
21.28 | 42.56 | 7.48 | 0.10709 | 0.54188 | 42.56 | 1 | 0
16.8 | 33.6 | 7.48 | 0.10709 | 0 | 33.6 | 1 | 0
14.08 | 28.16 | 7.48 | 0.10709 | 0 | 28.16 | 1 | 0
14.08 | 28.16 | 7.48 | 0.10709 | 0 | 28.16 | 1 | 0
15.5733 | 31.1467 | 7.48 | 0.10709 | 0 | 31.1467 | 1 | 0
14.4 | 28.8 | 7.48 | 0.10709 | 0 | 28.8 | 1 | 0
13.7067 | 27.4133 | 7.48 | 0.10709 | 0 | 27.4133 | 1 | 0
18.1867 | 36.3733 | 7.48 | 0.10709 | 0 | 36.3733 | 1 | 0
22.0267 | 44.0533 | 7.48 | 0.10709 | 0 | 44.0533 | 1 | 0
22.24 | 44.48 | 7.48 | 0.10709 | 0 | 44.48 | 1 | 0
19.84 | 39.68 | 7.48 | 0.10709 | 0 | 39.68 | 1 | 0
18.9333 | 37.8667 | 7.48 | 0.10709 | 0 | 37.8667 | 1 | 0
21.7067 | 43.4133 | 7.48 | 0.10709 | 0 | 43.4133 | 1 | 0
29.12 | 58.24 | 7.48 | 0.12502 | 0 | 58.24 | 1 | 0
30.4 | 60.8 | 7.48 | 0.12502 | 0 | 60.8 | 1 | 0
31.36 | 62.72 | 7.48 | 0.12502 | 0 | 62.72 | 1 | 0
30.56 | 61.12 | 12.23 | 0.12502 | 0 | 61.12 | 1 | 0
30.56 | 61.12 | 12.23 | 0.12502 | 0 | 61.12 | 1 | 0
30.72 | 61.44 | 12.23 | 0.12502 | 0 | 61.44 | 1 | 0
32.32 | 64.64 | 12.23 | 0.12502 | 0 | 63.28 | 0.77334 | 1.36
32.96 | 65.92 | 7.48 | 0.12502 | 0 | 65.92 | 0.77334 | 0
32.48 | 64.96 | 7.48 | 0.12502 | 0 | 64.96 | 0.77334 | 0
31.68 | 63.36 | 7.48 | 0.12502 | 0 | 59.92 | 0.2 | 3.44
31.52 | 63.04 | 7.48 | 0.10709 | 4.8 | 63.04 | 0.91885 | 0
29.12 | 58.24 | 7.48 | 0.10709 | 0.54188 | 58.24 | 1 | 0
17.28 | 34.56 | 7.48 | 0.10709 | 0 | 34.56 | 1 | 0
14.72 | 29.44 | 7.48 | 0.10709 | 0 | 29.44 | 1 | 0
14.4 | 28.8 | 7.48 | 0.10709 | 0 | 28.8 | 1 | 0
16.96 | 33.92 | 7.48 | 0.10709 | 0 | 33.92 | 1 | 0
18.72 | 37.44 | 7.48 | 0.10709 | 0 | 37.44 | 1 | 0
15.2 | 30.4 | 7.48 | 0.10709 | 0 | 30.4 | 1 | 0
17.92 | 35.84 | 7.48 | 0.10709 | 0 | 35.84 | 1 | 0
22.4 | 44.8 | 7.48 | 0.10709 | 0 | 44.8 | 1 | 0
30.72 | 61.44 | 7.48 | 0.10709 | 0 | 61.44 | 1 | 0
30.24 | 60.48 | 7.48 | 0.10709 | 0 | 60.48 | 1 | 0
36.32 | 72.64 | 7.48 | 0.10709 | 0 | 72.64 | 1 | 0
38 | 76 | 7.48 | 0.10709 | 0 | 72.96 | 0.49333 | 3.04
37.36 | 74.72 | 7.48 | 0.12502 | 0 | 72.96 | 0.2 | 1.76
36.32 | 72.64 | 7.48 | 0.12502 | 0.32 | 72.64 | 0.24792 | 0
32.48 | 64.96 | 7.48 | 0.12502 | 0.57031 | 64.96 | 0.33333 | 0
31.84 | 63.68 | 12.23 | 0.12502 | 0 | 63.28 | 0.26667 | 0.4
31.04 | 62.08 | 12.23 | 0.12502 | 0 | 62.08 | 0.26667 | 0
30.56 | 61.12 | 12.23 | 0.12502 | 0 | 61.12 | 0.26667 | 0
31.84 | 63.68 | 12.23 | 0.12502 | 0 | 63.28 | 0.2 | 0.4
31.2 | 62.4 | 7.48 | 0.12502 | 0 | 62.4 | 0.2 | 0
30.24 | 60.48 | 7.48 | 0.12502 | 0 | 60.48 | 0.2 | 0
22.4 | 44.8 | 7.48 | 0.12502 | 0 | 44.8 | 0.2 | 0
20.32 | 40.64 | 7.48 | 0.10709 | 4.8 | 40.64 | 0.91885 | 0
20 | 40 | 7.48 | 0.10709 | 0.54188 | 40 | 1 | 0
16.8 | 33.6 | 7.48 | 0.10709 | 0 | 33.6 | 1 | 0
14.72 | 29.44 | 7.48 | 0.10709 | 0 | 29.44 | 1 | 0
14.5067 | 29.0133 | 7.48 | 0.10709 | 0 | 29.0133 | 1 | 0
16.5867 | 33.1733 | 7.48 | 0.10709 | 0 | 33.1733 | 1 | 0
17.44 | 34.88 | 7.48 | 0.10709 | 0 | 34.88 | 1 | 0
15.36 | 30.72 | 7.48 | 0.10709 | 0 | 30.72 | 1 | 0
18.08 | 36.16 | 7.48 | 0.10709 | 0 | 36.16 | 1 | 0
19.68 | 39.36 | 7.48 | 0.10709 | 0 | 39.36 | 1 | 0
19.84 | 39.68 | 7.48 | 0.10709 | 0 | 39.68 | 1 | 0
18.88 | 37.76 | 7.48 | 0.10709 | 0 | 37.76 | 1 | 0
18.72 | 37.44 | 7.48 | 0.10709 | 0 | 37.44 | 1 | 0
18.4 | 36.8 | 7.48 | 0.10709 | 0 | 36.8 | 1 | 0
18.56 | 37.12 | 7.48 | 0.12502 | 0 | 37.12 | 1 | 0
17.92 | 35.84 | 7.48 | 0.12502 | 0 | 35.84 | 1 | 0
17.44 | 34.88 | 7.48 | 0.12502 | 0 | 34.88 | 1 | 0
17.76 | 35.52 | 12.23 | 0.12502 | 0 | 35.52 | 1 | 0
18.08 | 36.16 | 12.23 | 0.12502 | 0 | 36.16 | 1 | 0
17.76 | 35.52 | 12.23 | 0.12502 | 0 | 35.52 | 1 | 0
19.2 | 38.4 | 12.23 | 0.12502 | 0 | 38.4 | 1 | 0
19.36 | 38.72 | 7.48 | 0.12502 | 0 | 38.72 | 1 | 0
20.16 | 40.32 | 7.48 | 0.12502 | 0 | 40.32 | 1 | 0
18.72 | 37.44 | 7.48 | 0.12502 | 0 | 32.64 | 0.2 | 4.8
18.72 | 37.44 | 7.48 | 0.10709 | 4.8 | 37.44 | 0.91885 | 0
18.4 | 36.8 | 7.48 | 0.10709 | 0.54188 | 36.8 | 1 | 0
14.4 | 28.8 | 7.48 | 0.10709 | 0 | 28.8 | 1 | 0
13.12 | 26.24 | 7.48 | 0.10709 | 0 | 26.24 | 1 | 0
10.72 | 21.44 | 7.48 | 0.10709 | 0 | 21.44 | 1 | 0
16 | 32 | 7.48 | 0.10709 | 0 | 32 | 1 | 0
13.28 | 26.56 | 7.48 | 0.10709 | 0 | 26.56 | 1 | 0
13.28 | 26.56 | 7.48 | 0.10709 | 0 | 26.56 | 1 | 0
17.28 | 34.56 | 7.48 | 0.10709 | 0 | 34.56 | 1 | 0
20.48 | 40.96 | 7.48 | 0.10709 | 0 | 40.96 | 1 | 0
31.04 | 62.08 | 7.48 | 0.10709 | 0 | 62.08 | 1 | 0
30.56 | 61.12 | 7.48 | 0.10709 | 0 | 61.12 | 1 | 0
38.08 | 76.16 | 7.48 | 0.10709 | 0 | 72.96 | 0.46667 | 3.2
36.64 | 73.28 | 7.48 | 0.10709 | 0 | 72.96 | 0.41333 | 0.32
35.68 | 71.36 | 7.48 | 0.12502 | 0 | 71.36 | 0.41333 | 0
31.84 | 63.68 | 7.48 | 0.12502 | 0 | 63.68 | 0.41333 | 0
30.4 | 60.8 | 7.48 | 0.12502 | 0 | 60.8 | 0.41333 | 0
28.64 | 57.28 | 12.23 | 0.12502 | 0 | 57.28 | 0.41333 | 0
29.28 | 58.56 | 12.23 | 0.12502 | 0 | 58.56 | 0.41333 | 0
29.44 | 58.88 | 12.23 | 0.12502 | 0 | 58.88 | 0.41333 | 0
30.08 | 60.16 | 12.23 | 0.12502 | 0 | 60.16 | 0.41333 | 0
30.08 | 60.16 | 7.48 | 0.12502 | 0 | 60.16 | 0.41333 | 0
29.28 | 58.56 | 7.48 | 0.12502 | 0 | 58.56 | 0.41333 | 0
28.64 | 57.28 | 7.48 | 0.12502 | 0 | 56 | 0.2 | 1.28
29.44 | 58.88 | 7.48 | 0.10709 | 4.8 | 58.88 | 0.91885 | 0
26.56 | 53.12 | 7.48 | 0.10709 | 0.54188 | 53.12 | 1 | 0
15.36 | 30.72 | 7.48 | 0.10709 | 0 | 30.72 | 1 | 0
13.76 | 27.52 | 7.48 | 0.10709 | 0 | 27.52 | 1 | 0
13.6 | 27.2 | 7.48 | 0.10709 | 0 | 27.2 | 1 | 0
13.6 | 27.2 | 7.48 | 0.10709 | 0 | 27.2 | 1 | 0
12.32 | 24.64 | 7.48 | 0.10709 | 0 | 24.64 | 1 | 0
13.6 | 27.2 | 7.48 | 0.10709 | 0 | 27.2 | 1 | 0
18.4 | 36.8 | 7.48 | 0.10709 | 0 | 36.8 | 1 | 0
23.68 | 47.36 | 7.48 | 0.10709 | 0 | 47.36 | 1 | 0
27.2 | 54.4 | 7.48 | 0.10709 | 0 | 54.4 | 1 | 0
29.6 | 59.2 | 7.48 | 0.10709 | 0 | 59.2 | 1 | 0
33.6 | 67.2 | 7.48 | 0.10709 | 0 | 67.2 | 1 | 0
34.88 | 69.76 | 7.48 | 0.10709 | 0 | 69.76 | 1 | 0
34.4 | 68.8 | 7.48 | 0.10709 | 0 | 68.8 | 1 | 0
34.72 | 69.44 | 7.48 | 0.10709 | 0 | 69.44 | 1 | 0
35.84 | 71.68 | 7.48 | 0.10709 | 0 | 71.68 | 1 | 0
33.28 | 66.56 | 7.48 | 0.10709 | 0 | 66.56 | 1 | 0
31.52 | 63.04 | 7.48 | 0.10709 | 0 | 63.04 | 1 | 0
31.68 | 63.36 | 7.48 | 0.10709 | 0 | 63.36 | 1 | 0
32.8 | 65.6 | 7.48 | 0.10709 | 0 | 65.6 | 1 | 0
32.8 | 65.6 | 7.48 | 0.10709 | 0 | 65.6 | 1 | 0
32.64 | 65.28 | 7.48 | 0.10709 | 0 | 65.28 | 1 | 0
32 | 64 | 7.48 | 0.10709 | 0 | 64 | 1 | 0
29.76 | 59.52 | 7.48 | 0.10709 | 0 | 59.52 | 1 | 0
24.64 | 49.28 | 7.48 | 0.10709 | 0 | 49.28 | 1 | 0
18.72 | 37.44 | 7.48 | 0.10709 | 0 | 37.44 | 1 | 0
13.92 | 27.84 | 7.48 | 0.10709 | 0 | 27.84 | 1 | 0
13.12 | 26.24 | 7.48 | 0.10709 | 0 | 26.24 | 1 | 0
12.48 | 24.96 | 7.48 | 0.10709 | 0 | 24.96 | 1 | 0
12.32 | 24.64 | 7.48 | 0.10709 | 0 | 24.64 | 1 | 0
13.28 | 26.56 | 7.48 | 0.10709 | 0 | 26.56 | 1 | 0
19.04 | 38.08 | 7.48 | 0.10709 | 0 | 38.08 | 1 | 0
21.28 | 42.56 | 7.48 | 0.10709 | 0 | 42.56 | 1 | 0
22.4 | 44.8 | 7.48 | 0.10709 | 0 | 44.8 | 1 | 0
28.64 | 57.28 | 7.48 | 0.10709 | 0 | 57.28 | 1 | 0
27.68 | 55.36 | 7.48 | 0.10709 | 0 | 55.36 | 1 | 0
28.48 | 56.96 | 7.48 | 0.10709 | 0 | 56.96 | 1 | 0
27.68 | 55.36 | 7.48 | 0.10709 | 0 | 55.36 | 1 | 0
26.72 | 53.44 | 7.48 | 0.10709 | 0 | 53.44 | 1 | 0
25.44 | 50.88 | 7.48 | 0.10709 | 0 | 50.88 | 1 | 0
25.12 | 50.24 | 7.48 | 0.10709 | 0 | 50.24 | 1 | 0
25.12 | 50.24 | 7.48 | 0.10709 | 0 | 50.24 | 1 | 0
25.12 | 50.24 | 7.48 | 0.10709 | 0 | 50.24 | 1 | 0
26.24 | 52.48 | 7.48 | 0.10709 | 0 | 52.48 | 1 | 0
26.88 | 53.76 | 7.48 | 0.10709 | 0 | 53.76 | 1 | 0
26.24 | 52.48 | 7.48 | 0.10709 | 0 | 52.48 | 1 | 0
26.88 | 53.76 | 7.48 | 0.10709 | 0 | 53.76 | 1 | 0
26.88 | 53.76 | 7.48 | 0.10709 | 0 | 53.76 | 1 | 0
26.88 | 53.76 | 7.48 | 0.10709 | 0 | 53.76 | 1 | 0
21.76 | 43.52 | 7.48 | 0.10709 | 0 | 43.52 | 1 | 0
20.48 | 40.96 | 7.48 | 0.10709 | 0 | 40.96 | 1 | 0
19.52 | 39.04 | 7.48 | 0.10709 | 0 | 39.04 | 1 | 0
18.08 | 36.16 | 7.48 | 0.10709 | 0 | 36.16 | 1 | 0
18.4 | 36.8 | 7.48 | 0.10709 | 0 | 36.8 | 1 | 0
19.2 | 38.4 | 7.48 | 0.10709 | 0 | 38.4 | 1 | 0
25.12 | 50.24 | 7.48 | 0.10709 | 0 | 50.24 | 1 | 0
27.04 | 54.08 | 7.48 | 0.10709 | 0 | 54.08 | 1 | 0
22.56 | 45.12 | 7.48 | 0.10709 | 0 | 45.12 | 1 | 0
20.48 | 40.96 | 7.48 | 0.10709 | 0 | 40.96 | 1 | 0
20 | 40 | 7.48 | 0.10709 | 0 | 40 | 1 | 0
19.84 | 39.68 | 7.48 | 0.10709 | 0 | 39.68 | 1 | 0
19.84 | 39.68 | 7.48 | 0.12502 | 0 | 39.68 | 1 | 0
19.84 | 39.68 | 7.48 | 0.12502 | 0 | 39.68 | 1 | 0
19.52 | 39.04 | 7.48 | 0.12502 | 0 | 39.04 | 1 | 0
19.36 | 38.72 | 12.23 | 0.12502 | 0 | 38.72 | 1 | 0
20.16 | 40.32 | 12.23 | 0.12502 | 0 | 40.32 | 1 | 0
19.84 | 39.68 | 12.23 | 0.12502 | 0 | 39.68 | 1 | 0
20.48 | 40.96 | 12.23 | 0.12502 | 0 | 40.96 | 1 | 0
20.8 | 41.6 | 7.48 | 0.12502 | 0 | 41.6 | 1 | 0
20.8 | 41.6 | 7.48 | 0.12502 | 0 | 41.6 | 1 | 0
20.8 | 41.6 | 7.48 | 0.12502 | 0 | 36.8 | 0.2 | 4.8
20.96 | 41.92 | 7.48 | 0.10709 | 4.8 | 41.92 | 0.91885 | 0
21.28 | 42.56 | 7.48 | 0.10709 | 0.54188 | 42.56 | 1 | 0
16.8 | 33.6 | 7.48 | 0.10709 | 0 | 33.6 | 1 | 0
14.08 | 28.16 | 7.48 | 0.10709 | 0 | 28.16 | 1 | 0
14.08 | 28.16 | 7.48 | 0.10709 | 0 | 28.16 | 1 | 0
15.5733 | 31.1467 | 7.48 | 0.10709 | 0 | 31.1467 | 1 | 0
14.4 | 28.8 | 7.48 | 0.10709 | 0 | 28.8 | 1 | 0
13.7067 | 27.4133 | 7.48 | 0.10709 | 0 | 27.4133 | 1 | 0
18.1867 | 36.3733 | 7.48 | 0.10709 | 0 | 36.3733 | 1 | 0
22.0267 | 44.0533 | 7.48 | 0.10709 | 0 | 44.0533 | 1 | 0
22.24 | 44.48 | 7.48 | 0.10709 | 0 | 44.48 | 1 | 0
19.84 | 39.68 | 7.48 | 0.10709 | 0 | 39.68 | 1 | 0
18.9333 | 37.8667 | 7.48 | 0.10709 | 0 | 37.8667 | 1 | 0
21.7067 | 43.4133 | 7.48 | 0.10709 | 0 | 43.4133 | 1 | 0
29.12 | 58.24 | 7.48 | 0.12502 | 0 | 58.24 | 1 | 0
30.4 | 60.8 | 7.48 | 0.12502 | 0 | 60.8 | 1 | 0
31.36 | 62.72 | 7.48 | 0.12502 | 0 | 62.72 | 1 | 0
30.56 | 61.12 | 12.23 | 0.12502 | 0 | 61.12 | 1 | 0
30.56 | 61.12 | 12.23 | 0.12502 | 0 | 61.12 | 1 | 0
30.72 | 61.44 | 12.23 | 0.12502 | 0 | 61.44 | 1 | 0
32.32 | 64.64 | 12.23 | 0.12502 | 0 | 63.28 | 0.77334 | 1.36
32.96 | 65.92 | 7.48 | 0.12502 | 0 | 65.92 | 0.77334 | 0
32.48 | 64.96 | 7.48 | 0.12502 | 0 | 64.96 | 0.77334 | 0
31.68 | 63.36 | 7.48 | 0.12502 | 0 | 59.92 | 0.2 | 3.44
31.52 | 63.04 | 7.48 | 0.10709 | 4.8 | 63.04 | 0.91885 | 0
29.12 | 58.24 | 7.48 | 0.10709 | 0.54188 | 58.24 | 1 | 0
17.28 | 34.56 | 7.48 | 0.10709 | 0 | 34.56 | 1 | 0
14.72 | 29.44 | 7.48 | 0.10709 | 0 | 29.44 | 1 | 0
14.4 | 28.8 | 7.48 | 0.10709 | 0 | 28.8 | 1 | 0
16.96 | 33.92 | 7.48 | 0.10709 | 0 | 33.92 | 1 | 0
18.72 | 37.44 | 7.48 | 0.10709 | 0 | 37.44 | 1 | 0
15.2 | 30.4 | 7.48 | 0.10709 | 0 | 30.4 | 1 | 0
17.92 | 35.84 | 7.48 | 0.10709 | 0 | 35.84 | 1 | 0
22.4 | 44.8 | 7.48 | 0.10709 | 0 | 44.8 | 1 | 0
30.72 | 61.44 | 7.48 | 0.10709 | 0 | 61.44 | 1 | 0
30.24 | 60.48 | 7.48 | 0.10709 | 0 | 60.48 | 1 | 0
36.32 | 72.64 | 7.48 | 0.10709 | 0 | 72.64 | 1 | 0
38 | 76 | 7.48 | 0.10709 | 0 | 72.96 | 0.49333 | 3.04
37.36 | 74.72 | 7.48 | 0.12502 | 0 | 72.96 | 0.2 | 1.76
36.32 | 72.64 | 7.48 | 0.12502 | 0.32 | 72.64 | 0.24792 | 0
32.48 | 64.96 | 7.48 | 0.12502 | 0.57031 | 64.96 | 0.33333 | 0
31.84 | 63.68 | 12.23 | 0.12502 | 0 | 63.28 | 0.26667 | 0.4
31.04 | 62.08 | 12.23 | 0.12502 | 0 | 62.08 | 0.26667 | 0
30.56 | 61.12 | 12.23 | 0.12502 | 0 | 61.12 | 0.26667 | 0
31.84 | 63.68 | 12.23 | 0.12502 | 0 | 63.28 | 0.2 | 0.4
31.2 | 62.4 | 7.48 | 0.12502 | 0 | 62.4 | 0.2 | 0
30.24 | 60.48 | 7.48 | 0.12502 | 0 | 60.48 | 0.2 | 0
22.4 | 44.8 | 7.48 | 0.12502 | 0 | 44.8 | 0.2 | 0
20.32 | 40.64 | 7.48 | 0.10709 | 4.8 | 40.64 | 0.91885 | 0
20 | 40 | 7.48 | 0.10709 | 0.54188 | 40 | 1 | 0
16.8 | 33.6 | 7.48 | 0.10709 | 0 | 33.6 | 1 | 0
14.72 | 29.44 | 7.48 | 0.10709 | 0 | 29.44 | 1 | 0
14.5067 | 29.0133 | 7.48 | 0.10709 | 0 | 29.0133 | 1 | 0
16.5867 | 33.1733 | 7.48 | 0.10709 | 0 | 33.1733 | 1 | 0
17.44 | 34.88 | 7.48 | 0.10709 | 0 | 34.88 | 1 | 0
15.36 | 30.72 | 7.48 | 0.10709 | 0 | 30.72 | 1 | 0
18.08 | 36.16 | 7.48 | 0.10709 | 0 | 36.16 | 1 | 0
19.68 | 39.36 | 7.48 | 0.10709 | 0 | 39.36 | 1 | 0
19.84 | 39.68 | 7.48 | 0.10709 | 0 | 39.68 | 1 | 0
18.88 | 37.76 | 7.48 | 0.10709 | 0 | 37.76 | 1 | 0
18.72 | 37.44 | 7.48 | 0.10709 | 0 | 37.44 | 1 | 0
18.4 | 36.8 | 7.48 | 0.10709 | 0 | 36.8 | 1 | 0
18.56 | 37.12 | 7.48 | 0.12502 | 0 | 37.12 | 1 | 0
17.92 | 35.84 | 7.48 | 0.12502 | 0 | 35.84 | 1 | 0
17.44 | 34.88 | 7.48 | 0.12502 | 0 | 34.88 | 1 | 0
17.76 | 35.52 | 12.23 | 0.12502 | 0 | 35.52 | 1 | 0
18.08 | 36.16 | 12.23 | 0.12502 | 0 | 36.16 | 1 | 0
17.76 | 35.52 | 12.23 | 0.12502 | 0 | 35.52 | 1 | 0
19.2 | 38.4 | 12.23 | 0.12502 | 0 | 38.4 | 1 | 0
19.36 | 38.72 | 7.48 | 0.12502 | 0 | 38.72 | 1 | 0
20.16 | 40.32 | 7.48 | 0.12502 | 0 | 40.32 | 1 | 0
18.72 | 37.44 | 7.48 | 0.12502 | 0 | 32.64 | 0.2 | 4.8
18.72 | 37.44 | 7.48 | 0.10709 | 4.8 | 37.44 | 0.91885 | 0
18.4 | 36.8 | 7.48 | 0.10709 | 0.54188 | 36.8 | 1 | 0
14.4 | 28.8 | 7.48 | 0.10709 | 0 | 28.8 | 1 | 0
13.12 | 26.24 | 7.48 | 0.10709 | 0 | 26.24 | 1 | 0
13.44 | 26.88 | 7.48 | 0.10709 | 0 | 26.88 | 1 | 0
16.16 | 32.32 | 7.48 | 0.10709 | 0 | 32.32 | 1 | 0
12.16 | 24.32 | 7.48 | 0.10709 | 0 | 24.32 | 1 | 0
12.32 | 24.64 | 7.48 | 0.10709 | 0 | 24.64 | 1 | 0
18.24 | 36.48 | 7.48 | 0.10709 | 0 | 36.48 | 1 | 0
20 | 40 | 7.48 | 0.10709 | 0 | 40 | 1 | 0
20.32 | 40.64 | 7.48 | 0.10709 | 0 | 40.64 | 1 | 0
19.36 | 38.72 | 7.48 | 0.10709 | 0 | 38.72 | 1 | 0
18.72 | 37.44 | 7.48 | 0.10709 | 0 | 37.44 | 1 | 0
18.88 | 37.76 | 7.48 | 0.10709 | 0 | 37.76 | 1 | 0
27.2 | 54.4 | 7.48 | 0.12502 | 0 | 54.4 | 1 | 0
29.28 | 58.56 | 7.48 | 0.12502 | 0 | 58.56 | 1 | 0
28.16 | 56.32 | 7.48 | 0.12502 | 0 | 56.32 | 1 | 0
26.72 | 53.44 | 12.23 | 0.12502 | 0 | 53.44 | 1 | 0
27.2 | 54.4 | 12.23 | 0.12502 | 0 | 54.4 | 1 | 0
26.56 | 53.12 | 12.23 | 0.12502 | 0 | 53.12 | 1 | 0
28.8 | 57.6 | 12.23 | 0.12502 | 0 | 57.6 | 1 | 0
28.8 | 57.6 | 7.48 | 0.12502 | 0 | 57.6 | 1 | 0
20.48 | 40.96 | 7.48 | 0.12502 | 0 | 40.96 | 1 | 0
20.64 | 41.28 | 7.48 | 0.12502 | 0 | 36.48 | 0.2 | 4.8
20.96 | 41.92 | 7.48 | 0.10709 | 4.8 | 41.92 | 0.91885 | 0
20.96 | 41.92 | 7.48 | 0.10709 | 0.54188 | 41.92 | 1 | 0
17.76 | 35.52 | 7.48 | 0.10709 | 0 | 35.52 | 1 | 0
15.68 | 31.36 | 7.48 | 0.10709 | 0 | 31.36 | 1 | 0
14.72 | 29.44 | 7.48 | 0.10709 | 0 | 29.44 | 1 | 0
15.36 | 30.72 | 7.48 | 0.10709 | 0 | 30.72 | 1 | 0
17.44 | 34.88 | 7.48 | 0.10709 | 0 | 34.88 | 1 | 0
13.28 | 26.56 | 7.48 | 0.10709 | 0 | 26.56 | 1 | 0
19.36 | 38.72 | 7.48 | 0.10709 | 0 | 38.72 | 1 | 0
20.32 | 40.64 | 7.48 | 0.10709 | 0 | 40.64 | 1 | 0
20.32 | 40.64 | 7.48 | 0.10709 | 0 | 40.64 | 1 | 0
19.84 | 39.68 | 7.48 | 0.10709 | 0 | 39.68 | 1 | 0
19.36 | 38.72 | 7.48 | 0.10709 | 0 | 38.72 | 1 | 0
21.28 | 42.56 | 7.48 | 0.10709 | 0 | 42.56 | 1 | 0
30.56 | 61.12 | 7.48 | 0.10709 | 0 | 61.12 | 1 | 0
31.36 | 62.72 | 7.48 | 0.10709 | 0 | 62.72 | 1 | 0
30.56 | 61.12 | 7.48 | 0.10709 | 0 | 61.12 | 1 | 0
30.72 | 61.44 | 7.48 | 0.10709 | 0 | 61.44 | 1 | 0
29.44 | 58.88 | 7.48 | 0.10709 | 0 | 58.88 | 1 | 0
30.24 | 60.48 | 7.48 | 0.10709 | 0 | 60.48 | 1 | 0
29.76 | 59.52 | 7.48 | 0.10709 | 0 | 59.52 | 1 | 0
29.76 | 59.52 | 7.48 | 0.10709 | 0 | 59.52 | 1 | 0
28.64 | 57.28 | 7.48 | 0.10709 | 0 | 57.28 | 1 | 0
28.96 | 57.92 | 7.48 | 0.10709 | 0 | 57.92 | 1 | 0
27.36 | 54.72 | 7.48 | 0.10709 | 0 | 54.72 | 1 | 0
24.32 | 48.64 | 7.48 | 0.10709 | 0 | 48.64 | 1 | 0
18.72 | 37.44 | 7.48 | 0.10709 | 0 | 37.44 | 1 | 0
14.24 | 28.48 | 7.48 | 0.10709 | 0 | 28.48 | 1 | 0
13.12 | 26.24 | 7.48 | 0.10709 | 0 | 26.24 | 1 | 0
12.8 | 25.6 | 7.48 | 0.10709 | 0 | 25.6 | 1 | 0
12.64 | 25.28 | 7.48 | 0.10709 | 0 | 25.28 | 1 | 0
12.64 | 25.28 | 7.48 | 0.10709 | 0 | 25.28 | 1 | 0
19.2 | 38.4 | 7.48 | 0.10709 | 0 | 38.4 | 1 | 0
20.48 | 40.96 | 7.48 | 0.10709 | 0 | 40.96 | 1 | 0
19.36 | 38.72 | 7.48 | 0.10709 | 0 | 38.72 | 1 | 0
24.32 | 48.64 | 7.48 | 0.10709 | 0 | 48.64 | 1 | 0
25.92 | 51.84 | 7.48 | 0.10709 | 0 | 51.84 | 1 | 0
26.56 | 53.12 | 7.48 | 0.10709 | 0 | 53.12 | 1 | 0
26.72 | 53.44 | 7.48 | 0.10709 | 0 | 53.44 | 1 | 0
26.24 | 52.48 | 7.48 | 0.10709 | 0 | 52.48 | 1 | 0
25.6 | 51.2 | 7.48 | 0.10709 | 0 | 51.2 | 1 | 0
26.56 | 53.12 | 7.48 | 0.10709 | 0 | 53.12 | 1 | 0
25.76 | 51.52 | 7.48 | 0.10709 | 0 | 51.52 | 1 | 0
25.92 | 51.84 | 7.48 | 0.10709 | 0 | 51.84 | 1 | 0
27.68 | 55.36 | 7.48 | 0.10709 | 0 | 55.36 | 1 | 0
28.48 | 56.96 | 7.48 | 0.10709 | 0 | 56.96 | 1 | 0
26.72 | 53.44 | 7.48 | 0.10709 | 0 | 53.44 | 1 | 0
26.24 | 52.48 | 7.48 | 0.10709 | 0 | 52.48 | 1 | 0
26.56 | 53.12 | 7.48 | 0.10709 | 0 | 53.12 | 1 | 0
25.6 | 51.2 | 7.48 | 0.10709 | 0 | 51.2 | 1 | 0
21.28 | 42.56 | 7.48 | 0.10709 | 0 | 42.56 | 1 | 0
20.8 | 41.6 | 7.48 | 0.10709 | 0 | 41.6 | 1 | 0
18.4 | 36.8 | 7.48 | 0.10709 | 0 | 36.8 | 1 | 0
18.4 | 36.8 | 7.48 | 0.10709 | 0 | 36.8 | 1 | 0
17.44 | 34.88 | 7.48 | 0.10709 | 0 | 34.88 | 1 | 0
18.4 | 36.8 | 7.48 | 0.10709 | 0 | 36.8 | 1 | 0
24.32 | 48.64 | 7.48 | 0.10709 | 0 | 48.64 | 1 | 0
26.56 | 53.12 | 7.48 | 0.10709 | 0 | 53.12 | 1 | 0
26.4 | 52.8 | 7.48 | 0.10709 | 0 | 52.8 | 1 | 0
26.24 | 52.48 | 7.48 | 0.10709 | 0 | 52.48 | 1 | 0
29.6 | 59.2 | 7.48 | 0.10709 | 0 | 59.2 | 1 | 0
30.08 | 60.16 | 7.48 | 0.10709 | 0 | 60.16 | 1 | 0
30.24 | 60.48 | 7.48 | 0.12502 | 0 | 60.48 | 1 | 0
30.56 | 61.12 | 7.48 | 0.12502 | 0 | 61.12 | 1 | 0
27.7867 | 55.5733 | 7.48 | 0.12502 | 0 | 55.5733 | 1 | 0
23.68 | 47.36 | 12.23 | 0.12502 | 0 | 47.36 | 1 | 0
23.68 | 47.36 | 12.23 | 0.12502 | 0 | 47.36 | 1 | 0
28.48 | 56.96 | 12.23 | 0.12502 | 0 | 56.96 | 1 | 0
29.92 | 59.84 | 12.23 | 0.12502 | 0 | 59.84 | 1 | 0
30.56 | 61.12 | 7.48 | 0.12502 | 0 | 61.12 | 1 | 0
24.64 | 49.28 | 7.48 | 0.12502 | 0 | 49.28 | 1 | 0
20.48 | 40.96 | 7.48 | 0.12502 | 0 | 36.16 | 0.2 | 4.8
20.8 | 41.6 | 7.48 | 0.10709 | 4.8 | 41.6 | 0.91885 | 0
21.28 | 42.56 | 7.48 | 0.10709 | 0.54188 | 42.56 | 1 | 0
17.6 | 35.2 | 7.48 | 0.10709 | 0 | 35.2 | 1 | 0
15.36 | 30.72 | 7.48 | 0.10709 | 0 | 30.72 | 1 | 0
13.96 | 27.92 | 7.48 | 0.10709 | 0 | 27.92 | 1 | 0
15.08 | 30.16 | 7.48 | 0.10709 | 0 | 30.16 | 1 | 0
15.88 | 31.76 | 7.48 | 0.10709 | 0 | 31.76 | 1 | 0
14.36 | 28.72 | 7.48 | 0.10709 | 0 | 28.72 | 1 | 0
18.88 | 37.76 | 7.48 | 0.10709 | 0 | 37.76 | 1 | 0
21.1467 | 42.2933 | 7.48 | 0.10709 | 0 | 42.2933 | 1 | 0
24.1067 | 48.2133 | 7.48 | 0.10709 | 0 | 48.2133 | 1 | 0
23.8133 | 47.6267 | 7.48 | 0.10709 | 0 | 47.6267 | 1 | 0
23.4933 | 46.9867 | 7.48 | 0.10709 | 0 | 46.9867 | 1 | 0
24.5333 | 49.0667 | 7.48 | 0.10709 | 0 | 49.0667 | 1 | 0
29.0933 | 58.1867 | 7.48 | 0.12502 | 0 | 58.1867 | 1 | 0
28.8533 | 57.7067 | 7.48 | 0.12502 | 0 | 57.7067 | 1 | 0
27.8533 | 55.7067 | 7.48 | 0.12502 | 0 | 55.7067 | 1 | 0
27.8533 | 55.7067 | 12.23 | 0.12502 | 0 | 55.7067 | 1 | 0
26.5467 | 53.0933 | 12.23 | 0.12502 | 0 | 53.0933 | 1 | 0
26.52 | 53.04 | 12.23 | 0.12502 | 0 | 53.04 | 1 | 0
30.5733 | 61.1467 | 12.23 | 0.12502 | 0 | 61.1467 | 1 | 0
31.16 | 62.32 | 7.48 | 0.12502 | 0 | 62.32 | 1 | 0
32.96 | 65.92 | 7.48 | 0.12502 | 0 | 65.92 | 1 | 0
32.2 | 64.4 | 7.48 | 0.12502 | 0 | 59.6 | 0.2 | 4.8
32.24 | 64.48 | 7.48 | 0.10709 | 4.8 | 64.48 | 0.91885 | 0
28.76 | 57.52 | 7.48 | 0.10709 | 0.54188 | 57.52 | 1 | 0
16.48 | 32.96 | 7.48 | 0.10709 | 0 | 32.96 | 1 | 0
14.24 | 28.48 | 7.48 | 0.10709 | 0 | 28.48 | 1 | 0
14.8 | 29.6 | 7.48 | 0.10709 | 0 | 29.6 | 1 | 0
18.28 | 36.56 | 7.48 | 0.10709 | 0 | 36.56 | 1 | 0
18.52 | 37.04 | 7.48 | 0.10709 | 0 | 37.04 | 1 | 0
16.96 | 33.92 | 7.48 | 0.10709 | 0 | 33.92 | 1 | 0
18.84 | 37.68 | 7.48 | 0.10709 | 0 | 37.68 | 1 | 0
20.24 | 40.48 | 7.48 | 0.10709 | 0 | 40.48 | 1 | 0
20.28 | 40.56 | 7.48 | 0.10709 | 0 | 40.56 | 1 | 0
19.68 | 39.36 | 7.48 | 0.10709 | 0 | 39.36 | 1 | 0
19 | 38 | 7.48 | 0.10709 | 0 | 38 | 1 | 0
19 | 38 | 7.48 | 0.10709 | 0 | 38 | 1 | 0
18.84 | 37.68 | 7.48 | 0.12502 | 0 | 37.68 | 1 | 0
18.88 | 37.76 | 7.48 | 0.12502 | 0 | 37.76 | 1 | 0
18.6 | 37.2 | 7.48 | 0.12502 | 0 | 37.2 | 1 | 0
18.8 | 37.6 | 12.23 | 0.12502 | 0 | 37.6 | 1 | 0
18.64 | 37.28 | 12.23 | 0.12502 | 0 | 37.28 | 1 | 0
18.6 | 37.2 | 12.23 | 0.12502 | 0 | 37.2 | 1 | 0
20.08 | 40.16 | 12.23 | 0.12502 | 0 | 40.16 | 1 | 0
20.12 | 40.24 | 7.48 | 0.12502 | 0 | 40.24 | 1 | 0
20.16 | 40.32 | 7.48 | 0.12502 | 0 | 40.32 | 1 | 0
20.6 | 41.2 | 7.48 | 0.12502 | 0 | 36.4 | 0.2 | 4.8
20.44 | 40.88 | 7.48 | 0.10709 | 4.8 | 40.88 | 0.91885 | 0
20.52 | 41.04 | 7.48 | 0.10709 | 0.54188 | 41.04 | 1 | 0
14.96 | 29.92 | 7.48 | 0.10709 | 0 | 29.92 | 1 | 0
13.04 | 26.08 | 7.48 | 0.10709 | 0 | 26.08 | 1 | 0
12.32 | 24.64 | 7.48 | 0.10709 | 0 | 24.64 | 1 | 0
11.6 | 23.2 | 7.48 | 0.10709 | 0 | 23.2 | 1 | 0
11.68 | 23.36 | 7.48 | 0.10709 | 0 | 23.36 | 1 | 0
12.84 | 25.68 | 7.48 | 0.10709 | 0 | 25.68 | 1 | 0
18.44 | 36.88 | 7.48 | 0.10709 | 0 | 36.88 | 1 | 0
22.88 | 45.76 | 7.48 | 0.10709 | 0 | 45.76 | 1 | 0
31.72 | 63.44 | 7.48 | 0.10709 | 0 | 63.44 | 1 | 0
31.92 | 63.84 | 7.48 | 0.10709 | 0 | 63.84 | 1 | 0
32.12 | 64.24 | 7.48 | 0.10709 | 0 | 64.24 | 1 | 0
33.32 | 66.64 | 7.48 | 0.10709 | 0 | 66.64 | 1 | 0
37.88 | 75.76 | 7.48 | 0.12502 | 0 | 72.96 | 0.53334 | 2.8
36.32 | 72.64 | 7.48 | 0.12502 | 0.32 | 72.64 | 0.58126 | 0
34.4 | 68.8 | 7.48 | 0.12502 | 2.7961 | 68.8 | 1 | 0
34.04 | 68.08 | 12.23 | 0.12502 | 0 | 63.28 | 0.2 | 4.8
31.56 | 63.12 | 12.23 | 0.12502 | 0.16 | 63.12 | 0.22396 | 0
30.72 | 61.44 | 12.23 | 0.12502 | 0.10709 | 61.44 | 0.24 | 0
31.76 | 63.52 | 12.23 | 0.12502 | 0 | 63.28 | 0.2 | 0.24
32.64 | 65.28 | 7.48 | 0.12502 | 0 | 65.28 | 0.2 | 0
32.52 | 65.04 | 7.48 | 0.12502 | 0 | 65.04 | 0.2 | 0
32.56 | 65.12 | 7.48 | 0.12502 | 0 | 65.12 | 0.2 | 0
31.84 | 63.68 | 7.48 | 0.10709 | 4.8 | 63.68 | 0.91885 | 0
27.92 | 55.84 | 7.48 | 0.10709 | 0.54188 | 55.84 | 1 | 0
18.36 | 36.72 | 7.48 | 0.10709 | 0 | 36.72 | 1 | 0
13.16 | 26.32 | 7.48 | 0.10709 | 0 | 26.32 | 1 | 0
12.72 | 25.44 | 7.48 | 0.10709 | 0 | 25.44 | 1 | 0
13.88 | 27.76 | 7.48 | 0.10709 | 0 | 27.76 | 1 | 0
12 | 24 | 7.48 | 0.10709 | 0 | 24 | 1 | 0
12.96 | 25.92 | 7.48 | 0.10709 | 0 | 25.92 | 1 | 0
18.6 | 37.2 | 7.48 | 0.10709 | 0 | 37.2 | 1 | 0
23.44 | 46.88 | 7.48 | 0.10709 | 0 | 46.88 | 1 | 0
30.92 | 61.84 | 7.48 | 0.10709 | 0 | 61.84 | 1 | 0
30.72 | 61.44 | 7.48 | 0.10709 | 0 | 61.44 | 1 | 0
32.76 | 65.52 | 7.48 | 0.10709 | 0 | 65.52 | 1 | 0
31.68 | 63.36 | 7.48 | 0.10709 | 0 | 63.36 | 1 | 0
34.6 | 69.2 | 7.48 | 0.12502 | 0 | 69.2 | 1 | 0
34.04 | 68.08 | 7.48 | 0.12502 | 0 | 68.08 | 1 | 0
31.04 | 62.08 | 7.48 | 0.12502 | 0 | 62.08 | 1 | 0
30.72 | 61.44 | 12.23 | 0.12502 | 0 | 61.44 | 1 | 0
29.76 | 59.52 | 12.23 | 0.12502 | 0 | 59.52 | 1 | 0
29.4 | 58.8 | 12.23 | 0.12502 | 0 | 58.8 | 1 | 0
30.52 | 61.04 | 12.23 | 0.12502 | 0 | 61.04 | 1 | 0
30.68 | 61.36 | 7.48 | 0.12502 | 0 | 61.36 | 1 | 0
31.12 | 62.24 | 7.48 | 0.12502 | 0 | 62.24 | 1 | 0
32.48 | 64.96 | 7.48 | 0.12502 | 0 | 60.16 | 0.2 | 4.8
32.56 | 65.12 | 7.48 | 0.10709 | 4.8 | 65.12 | 0.91885 | 0
29.64 | 59.28 | 7.48 | 0.10709 | 0.54188 | 59.28 | 1 | 0
18.8 | 37.6 | 7.48 | 0.10709 | 0 | 37.6 | 1 | 0
16.24 | 32.48 | 7.48 | 0.10709 | 0 | 32.48 | 1 | 0
15.64 | 31.28 | 7.48 | 0.10709 | 0 | 31.28 | 1 | 0
17.64 | 35.28 | 7.48 | 0.10709 | 0 | 35.28 | 1 | 0
19.2 | 38.4 | 7.48 | 0.10709 | 0 | 38.4 | 1 | 0
16.56 | 33.12 | 7.48 | 0.10709 | 0 | 33.12 | 1 | 0
18.92 | 37.84 | 7.48 | 0.10709 | 0 | 37.84 | 1 | 0
23.52 | 47.04 | 7.48 | 0.10709 | 0 | 47.04 | 1 | 0
32.48 | 64.96 | 7.48 | 0.10709 | 0 | 64.96 | 1 | 0
32.52 | 65.04 | 7.48 | 0.10709 | 0 | 65.04 | 1 | 0
35.2 | 70.4 | 7.48 | 0.10709 | 0 | 70.4 | 1 | 0
35.48 | 70.96 | 7.48 | 0.10709 | 0 | 70.96 | 1 | 0
38.88 | 77.76 | 7.48 | 0.10709 | 0 | 72.96 | 0.2 | 4.8
35.92 | 71.84 | 7.48 | 0.10709 | 1.12 | 71.84 | 0.36773 | 0
33.88 | 67.76 | 7.48 | 0.10709 | 4.2219 | 67.76 | 1 | 0
32.88 | 65.76 | 7.48 | 0.10709 | 0 | 65.76 | 1 | 0
31.64 | 63.28 | 7.48 | 0.10709 | 0 | 63.28 | 1 | 0
30.68 | 61.36 | 7.48 | 0.10709 | 0 | 61.36 | 1 | 0
31.44 | 62.88 | 7.48 | 0.10709 | 0 | 62.88 | 1 | 0
30.4 | 60.8 | 7.48 | 0.10709 | 0 | 60.8 | 1 | 0
31.64 | 63.28 | 7.48 | 0.10709 | 0 | 63.28 | 1 | 0
31.44 | 62.88 | 7.48 | 0.10709 | 0 | 62.88 | 1 | 0
30.32 | 60.64 | 7.48 | 0.10709 | 0 | 60.64 | 1 | 0
26.88 | 53.76 | 7.48 | 0.10709 | 0 | 53.76 | 1 | 0
17.92 | 35.84 | 7.48 | 0.10709 | 0 | 35.84 | 1 | 0
13.36 | 26.72 | 7.48 | 0.10709 | 0 | 26.72 | 1 | 0
12.84 | 25.68 | 7.48 | 0.10709 | 0 | 25.68 | 1 | 0
12.24 | 24.48 | 7.48 | 0.10709 | 0 | 24.48 | 1 | 0
11.96 | 23.92 | 7.48 | 0.10709 | 0 | 23.92 | 1 | 0
12.96 | 25.92 | 7.48 | 0.10709 | 0 | 25.92 | 1 | 0
18.88 | 37.76 | 7.48 | 0.10709 | 0 | 37.76 | 1 | 0
20.52 | 41.04 | 7.48 | 0.10709 | 0 | 41.04 | 1 | 0
22.32 | 44.64 | 7.48 | 0.10709 | 0 | 44.64 | 1 | 0
27.64 | 55.28 | 7.48 | 0.10709 | 0 | 55.28 | 1 | 0
27.04 | 54.08 | 7.48 | 0.10709 | 0 | 54.08 | 1 | 0
28.68 | 57.36 | 7.48 | 0.10709 | 0 | 57.36 | 1 | 0
29.2 | 58.4 | 7.48 | 0.10709 | 0 | 58.4 | 1 | 0
29.16 | 58.32 | 7.48 | 0.10709 | 0 | 58.32 | 1 | 0
29.12 | 58.24 | 7.48 | 0.10709 | 0 | 58.24 | 1 | 0
30.12 | 60.24 | 7.48 | 0.10709 | 0 | 60.24 | 1 | 0
28.84 | 57.68 | 7.48 | 0.10709 | 0 | 57.68 | 1 | 0
28.64 | 57.28 | 7.48 | 0.10709 | 0 | 57.28 | 1 | 0
30.96 | 61.92 | 7.48 | 0.10709 | 0 | 61.92 | 1 | 0
30.88 | 61.76 | 7.48 | 0.10709 | 0 | 61.76 | 1 | 0
28.72 | 57.44 | 7.48 | 0.10709 | 0 | 57.44 | 1 | 0
27.2 | 54.4 | 7.48 | 0.10709 | 0 | 54.4 | 1 | 0
26.52 | 53.04 | 7.48 | 0.10709 | 0 | 53.04 | 1 | 0
26.88 | 53.76 | 7.48 | 0.10709 | 0 | 53.76 | 1 | 0
22.04 | 44.08 | 7.48 | 0.10709 | 0 | 44.08 | 1 | 0
21.68 | 43.36 | 7.48 | 0.10709 | 0 | 43.36 | 1 | 0
20.04 | 40.08 | 7.48 | 0.10709 | 0 | 40.08 | 1 | 0
17.64 | 35.28 | 7.48 | 0.10709 | 0 | 35.28 | 1 | 0
17.36 | 34.72 | 7.48 | 0.10709 | 0 | 34.72 | 1 | 0
18.16 | 36.32 | 7.48 | 0.10709 | 0 | 36.32 | 1 | 0
24.24 | 48.48 | 7.48 | 0.10709 | 0 | 48.48 | 1 | 0
25.52 | 51.04 | 7.48 | 0.10709 | 0 | 51.04 | 1 | 0
20.68 | 41.36 | 7.48 | 0.10709 | 0 | 41.36 | 1 | 0
20.32 | 40.64 | 7.48 | 0.10709 | 0 | 40.64 | 1 | 0
24.8 | 49.6 | 7.48 | 0.10709 | 0 | 49.6 | 1 | 0
27.68 | 55.36 | 7.48 | 0.10709 | 0 | 55.36 | 1 | 0
28.48 | 56.96 | 7.48 | 0.12502 | 0 | 56.96 | 1 | 0
27.84 | 55.68 | 7.48 | 0.12502 | 0 | 55.68 | 1 | 0
27.28 | 54.56 | 7.48 | 0.12502 | 0 | 54.56 | 1 | 0
27.8 | 55.6 | 12.23 | 0.12502 | 0 | 55.6 | 1 | 0
27.88 | 55.76 | 12.23 | 0.12502 | 0 | 55.76 | 1 | 0
27.24 | 54.48 | 12.23 | 0.12502 | 0 | 54.48 | 1 | 0
27.72 | 55.44 | 12.23 | 0.12502 | 0 | 55.44 | 1 | 0
28.12 | 56.24 | 7.48 | 0.12502 | 0 | 56.24 | 1 | 0
26.88 | 53.76 | 7.48 | 0.12502 | 0 | 53.76 | 1 | 0
20.52 | 41.04 | 7.48 | 0.12502 | 0 | 36.24 | 0.2 | 4.8
20.28 | 40.56 | 7.48 | 0.10709 | 4.8 | 40.56 | 0.91885 | 0
20.56 | 41.12 | 7.48 | 0.10709 | 0.54188 | 41.12 | 1 | 0
17.08 | 34.16 | 7.48 | 0.10709 | 0 | 34.16 | 1 | 0
15 | 30 | 7.48 | 0.10709 | 0 | 30 | 1 | 0
13.68 | 27.36 | 7.48 | 0.10709 | 0 | 27.36 | 1 | 0
14.88 | 29.76 | 7.48 | 0.10709 | 0 | 29.76 | 1 | 0
12.08 | 24.16 | 7.48 | 0.10709 | 0 | 24.16 | 1 | 0
12.72 | 25.44 | 7.48 | 0.10709 | 0 | 25.44 | 1 | 0
18.72 | 37.44 | 7.48 | 0.10709 | 0 | 37.44 | 1 | 0
20.2 | 40.4 | 7.48 | 0.10709 | 0 | 40.4 | 1 | 0
27.68 | 55.36 | 7.48 | 0.10709 | 0 | 55.36 | 1 | 0
30.92 | 61.84 | 7.48 | 0.10709 | 0 | 61.84 | 1 | 0
33.12 | 66.24 | 7.48 | 0.10709 | 0 | 66.24 | 1 | 0
35.28 | 70.56 | 7.48 | 0.10709 | 0 | 70.56 | 1 | 0
38.4 | 76.8 | 7.48 | 0.12502 | 0 | 72.96 | 0.36 | 3.84
36.12 | 72.24 | 7.48 | 0.12502 | 0 | 72.24 | 0.36 | 0
32.32 | 64.64 | 7.48 | 0.12502 | 0 | 64.64 | 0.36 | 0
30.92 | 61.84 | 12.23 | 0.12502 | 0 | 61.84 | 0.36 | 0
28 | 56 | 12.23 | 0.12502 | 0 | 56 | 0.36 | 0
28.04 | 56.08 | 12.23 | 0.12502 | 0 | 56.08 | 0.36 | 0
29.4 | 58.8 | 12.23 | 0.12502 | 0 | 58.8 | 0.36 | 0
30.4 | 60.8 | 7.48 | 0.12502 | 0 | 60.8 | 0.36 | 0
31.24 | 62.48 | 7.48 | 0.12502 | 0 | 62.48 | 0.36 | 0
31.8 | 63.6 | 7.48 | 0.12502 | 0 | 62.64 | 0.2 | 0.96
30.84 | 61.68 | 7.48 | 0.10709 | 4.8 | 61.68 | 0.91885 | 0
28.28 | 56.56 | 7.48 | 0.10709 | 0.54188 | 56.56 | 1 | 0
16.8 | 33.6 | 7.48 | 0.10709 | 0 | 33.6 | 1 | 0
15.04 | 30.08 | 7.48 | 0.10709 | 0 | 30.08 | 1 | 0
14.96 | 29.92 | 7.48 | 0.10709 | 0 | 29.92 | 1 | 0
15.6 | 31.2 | 7.48 | 0.10709 | 0 | 31.2 | 1 | 0
19.12 | 38.24 | 7.48 | 0.10709 | 0 | 38.24 | 1 | 0
15.68 | 31.36 | 7.48 | 0.10709 | 0 | 31.36 | 1 | 0
19.16 | 38.32 | 7.48 | 0.10709 | 0 | 38.32 | 1 | 0
22.96 | 45.92 | 7.48 | 0.10709 | 0 | 45.92 | 1 | 0
31.6 | 63.2 | 7.48 | 0.10709 | 0 | 63.2 | 1 | 0
31.44 | 62.88 | 7.48 | 0.10709 | 0 | 62.88 | 1 | 0
32.4 | 64.8 | 7.48 | 0.10709 | 0 | 64.8 | 1 | 0
33.2 | 66.4 | 7.48 | 0.10709 | 0 | 66.4 | 1 | 0
34.32 | 68.64 | 7.48 | 0.12502 | 0 | 68.64 | 1 | 0
33.08 | 66.16 | 7.48 | 0.12502 | 0 | 66.16 | 1 | 0
30.32 | 60.64 | 7.48 | 0.12502 | 0 | 60.64 | 1 | 0
29.52 | 59.04 | 12.23 | 0.12502 | 0 | 59.04 | 1 | 0
28.28 | 56.56 | 12.23 | 0.12502 | 0 | 56.56 | 1 | 0
26.88 | 53.76 | 12.23 | 0.12502 | 0 | 53.76 | 1 | 0
28.36 | 56.72 | 12.23 | 0.12502 | 0 | 56.72 | 1 | 0
30.24 | 60.48 | 7.48 | 0.12502 | 0 | 60.48 | 1 | 0
29.72 | 59.44 | 7.48 | 0.12502 | 0 | 59.44 | 1 | 0
30.4 | 60.8 | 7.48 | 0.12502 | 0 | 56 | 0.2 | 4.8
29.76 | 59.52 | 7.48 | 0.10709 | 4.8 | 59.52 | 0.91885 | 0
24.16 | 48.32 | 7.48 | 0.10709 | 0.54188 | 48.32 | 1 | 0
15.96 | 31.92 | 7.48 | 0.10709 | 0 | 31.92 | 1 | 0
14.12 | 28.24 | 7.48 | 0.10709 | 0 | 28.24 | 1 | 0
13.88 | 27.76 | 7.48 | 0.10709 | 0 | 27.76 | 1 | 0
14.4 | 28.8 | 7.48 | 0.10709 | 0 | 28.8 | 1 | 0
12.92 | 25.84 | 7.48 | 0.10709 | 0 | 25.84 | 1 | 0
13.56 | 27.12 | 7.48 | 0.10709 | 0 | 27.12 | 1 | 0
18.56 | 37.12 | 7.48 | 0.10709 | 0 | 37.12 | 1 | 0
20.32 | 40.64 | 7.48 | 0.10709 | 0 | 40.64 | 1 | 0
30.28 | 60.56 | 7.48 | 0.10709 | 0 | 60.56 | 1 | 0
31.52 | 63.04 | 7.48 | 0.10709 | 0 | 63.04 | 1 | 0
32.88 | 65.76 | 7.48 | 0.10709 | 0 | 65.76 | 1 | 0
32.36 | 64.72 | 7.48 | 0.10709 | 0 | 64.72 | 1 | 0
32.32 | 64.64 | 7.48 | 0.12502 | 0 | 64.64 | 1 | 0
35.48 | 70.96 | 7.48 | 0.12502 | 0 | 70.96 | 1 | 0
31.88 | 63.76 | 7.48 | 0.12502 | 0 | 63.76 | 1 | 0
31.16 | 62.32 | 12.23 | 0.12502 | 0 | 62.32 | 1 | 0
30.8 | 61.6 | 12.23 | 0.12502 | 0 | 61.6 | 1 | 0
26.6 | 53.2 | 12.23 | 0.12502 | 0 | 53.2 | 1 | 0
29.64 | 59.28 | 12.23 | 0.12502 | 0 | 59.28 | 1 | 0
30.2 | 60.4 | 7.48 | 0.12502 | 0 | 60.4 | 1 | 0
30.64 | 61.28 | 7.48 | 0.12502 | 0 | 61.28 | 1 | 0
30.64 | 61.28 | 7.48 | 0.12502 | 0 | 56.48 | 0.2 | 4.8
30.32 | 60.64 | 7.48 | 0.10709 | 4.8 | 60.64 | 0.91885 | 0
28.32 | 56.64 | 7.48 | 0.10709 | 0.54188 | 56.64 | 1 | 0
20.52 | 41.04 | 7.48 | 0.10709 | 0 | 41.04 | 1 | 0
14.04 | 28.08 | 7.48 | 0.10709 | 0 | 28.08 | 1 | 0
13.48 | 26.96 | 7.48 | 0.10709 | 0 | 26.96 | 1 | 0
14.56 | 29.12 | 7.48 | 0.10709 | 0 | 29.12 | 1 | 0
12.04 | 24.08 | 7.48 | 0.10709 | 0 | 24.08 | 1 | 0
13.12 | 26.24 | 7.48 | 0.10709 | 0 | 26.24 | 1 | 0
18.76 | 37.52 | 7.48 | 0.10709 | 0 | 37.52 | 1 | 0
22.84 | 45.68 | 7.48 | 0.10709 | 0 | 45.68 | 1 | 0
30.88 | 61.76 | 7.48 | 0.10709 | 0 | 61.76 | 1 | 0
28.4 | 56.8 | 7.48 | 0.10709 | 0 | 56.8 | 1 | 0
30.72 | 61.44 | 7.48 | 0.10709 | 0 | 61.44 | 1 | 0
30.96 | 61.92 | 7.48 | 0.10709 | 0 | 61.92 | 1 | 0
31.72 | 63.44 | 7.48 | 0.12502 | 0 | 63.44 | 1 | 0
35.96 | 71.92 | 7.48 | 0.12502 | 0 | 71.92 | 1 | 0
31 | 62 | 7.48 | 0.12502 | 0 | 62 | 1 | 0
26.68 | 53.36 | 12.23 | 0.12502 | 0 | 53.36 | 1 | 0
25.84 | 51.68 | 12.23 | 0.12502 | 0 | 51.68 | 1 | 0
24.32 | 48.64 | 12.23 | 0.12502 | 0 | 48.64 | 1 | 0
26.36 | 52.72 | 12.23 | 0.12502 | 0 | 52.72 | 1 | 0
25.28 | 50.56 | 7.48 | 0.12502 | 0 | 50.56 | 1 | 0
28.16 | 56.32 | 7.48 | 0.12502 | 0 | 56.32 | 1 | 0
28.92 | 57.84 | 7.48 | 0.12502 | 0 | 53.04 | 0.2 | 4.8
29.68 | 59.36 | 7.48 | 0.10709 | 4.8 | 59.36 | 0.91885 | 0
25.12 | 50.24 | 7.48 | 0.10709 | 0.54188 | 50.24 | 1 | 0
16.56 | 33.12 | 7.48 | 0.10709 | 0 | 33.12 | 1 | 0
14.96 | 29.92 | 7.48 | 0.10709 | 0 | 29.92 | 1 | 0
13.76 | 27.52 | 7.48 | 0.10709 | 0 | 27.52 | 1 | 0
14.2 | 28.4 | 7.48 | 0.10709 | 0 | 28.4 | 1 | 0
11.8 | 23.6 | 7.48 | 0.10709 | 0 | 23.6 | 1 | 0
12.72 | 25.44 | 7.48 | 0.10709 | 0 | 25.44 | 1 | 0
17.88 | 35.76 | 7.48 | 0.10709 | 0 | 35.76 | 1 | 0
22.52 | 45.04 | 7.48 | 0.10709 | 0 | 45.04 | 1 | 0
30.92 | 61.84 | 7.48 | 0.10709 | 0 | 61.84 | 1 | 0
30.96 | 61.92 | 7.48 | 0.10709 | 0 | 61.92 | 1 | 0
33.8 | 67.6 | 7.48 | 0.10709 | 0 | 67.6 | 1 | 0
32.68 | 65.36 | 7.48 | 0.10709 | 0 | 65.36 | 1 | 0
35.68 | 71.36 | 7.48 | 0.10709 | 0 | 71.36 | 1 | 0
38.08 | 76.16 | 7.48 | 0.10709 | 0 | 72.96 | 0.46667 | 3.2
35.96 | 71.92 | 7.48 | 0.10709 | 1.04 | 71.92 | 0.62242 | 0
29.12 | 58.24 | 7.48 | 0.10709 | 2.5213 | 58.24 | 1 | 0
28.28 | 56.56 | 7.48 | 0.10709 | 0 | 56.56 | 1 | 0
28.04 | 56.08 | 7.48 | 0.10709 | 0 | 56.08 | 1 | 0
28.52 | 57.04 | 7.48 | 0.10709 | 0 | 57.04 | 1 | 0
30.08 | 60.16 | 7.48 | 0.10709 | 0 | 60.16 | 1 | 0
30.12 | 60.24 | 7.48 | 0.10709 | 0 | 60.24 | 1 | 0
29.76 | 59.52 | 7.48 | 0.10709 | 0 | 59.52 | 1 | 0
29.24 | 58.48 | 7.48 | 0.10709 | 0 | 58.48 | 1 | 0
27.44 | 54.88 | 7.48 | 0.10709 | 0 | 54.88 | 1 | 0
22.28 | 44.56 | 7.48 | 0.10709 | 0 | 44.56 | 1 | 0
18.68 | 37.36 | 7.48 | 0.10709 | 0 | 37.36 | 1 | 0
18.16 | 36.32 | 7.48 | 0.10709 | 0 | 36.32 | 1 | 0
17.52 | 35.04 | 7.48 | 0.10709 | 0 | 35.04 | 1 | 0
17.56 | 35.12 | 7.48 | 0.10709 | 0 | 35.12 | 1 | 0
17.2 | 34.4 | 7.48 | 0.10709 | 0 | 34.4 | 1 | 0
17.76 | 35.52 | 7.48 | 0.10709 | 0 | 35.52 | 1 | 0
19.44 | 38.88 | 7.48 | 0.10709 | 0 | 38.88 | 1 | 0
20.44 | 40.88 | 7.48 | 0.10709 | 0 | 40.88 | 1 | 0
26.68 | 53.36 | 7.48 | 0.10709 | 0 | 53.36 | 1 | 0
27.16 | 54.32 | 7.48 | 0.10709 | 0 | 54.32 | 1 | 0
28.88 | 57.76 | 7.48 | 0.10709 | 0 | 57.76 | 1 | 0
28.88 | 57.76 | 7.48 | 0.10709 | 0 | 57.76 | 1 | 0
28.88 | 57.76 | 7.48 | 0.10709 | 0 | 57.76 | 1 | 0
27.52 | 55.04 | 7.48 | 0.10709 | 0 | 55.04 | 1 | 0
27.32 | 54.64 | 7.48 | 0.10709 | 0 | 54.64 | 1 | 0
28.04 | 56.08 | 7.48 | 0.10709 | 0 | 56.08 | 1 | 0
27.68 | 55.36 | 7.48 | 0.10709 | 0 | 55.36 | 1 | 0
29.4 | 58.8 | 7.48 | 0.10709 | 0 | 58.8 | 1 | 0
27.8 | 55.6 | 7.48 | 0.10709 | 0 | 55.6 | 1 | 0
26.72 | 53.44 | 7.48 | 0.10709 | 0 | 53.44 | 1 | 0
26.92 | 53.84 | 7.48 | 0.10709 | 0 | 53.84 | 1 | 0
26.88 | 53.76 | 7.48 | 0.10709 | 0 | 53.76 | 1 | 0
26.24 | 52.48 | 7.48 | 0.10709 | 0 | 52.48 | 1 | 0
21.68 | 43.36 | 7.48 | 0.10709 | 0 | 43.36 | 1 | 0
22 | 44 | 7.48 | 0.10709 | 0 | 44 | 1 | 0
19 | 38 | 7.48 | 0.10709 | 0 | 38 | 1 | 0
18 | 36 | 7.48 | 0.10709 | 0 | 36 | 1 | 0
17.96 | 35.92 | 7.48 | 0.10709 | 0 | 35.92 | 1 | 0
18.64 | 37.28 | 7.48 | 0.10709 | 0 | 37.28 | 1 | 0
23.36 | 46.72 | 7.48 | 0.10709 | 0 | 46.72 | 1 | 0
25.08 | 50.16 | 7.48 | 0.10709 | 0 | 50.16 | 1 | 0
22.56 | 45.12 | 7.48 | 0.10709 | 0 | 45.12 | 1 | 0
20 | 40 | 7.48 | 0.10709 | 0 | 40 | 1 | 0
24 | 48 | 7.48 | 0.10709 | 0 | 48 | 1 | 0
24.88 | 49.76 | 7.48 | 0.10709 | 0 | 49.76 | 1 | 0
26.4 | 52.8 | 7.48 | 0.12502 | 0 | 52.8 | 1 | 0
26.8 | 53.6 | 7.48 | 0.12502 | 0 | 53.6 | 1 | 0
27.28 | 54.56 | 7.48 | 0.12502 | 0 | 54.56 | 1 | 0
26.52 | 53.04 | 12.23 | 0.12502 | 0 | 53.04 | 1 | 0
25.12 | 50.24 | 12.23 | 0.12502 | 0 | 50.24 | 1 | 0
25.08 | 50.16 | 12.23 | 0.12502 | 0 | 50.16 | 1 | 0
26.44 | 52.88 | 12.23 | 0.12502 | 0 | 52.88 | 1 | 0
26.22 | 52.44 | 7.48 | 0.12502 | 0 | 52.44 | 1 | 0
22.52 | 45.04 | 7.48 | 0.12502 | 0 | 45.04 | 1 | 0
19.08 | 38.16 | 7.48 | 0.12502 | 0 | 33.36 | 0.2 | 4.8
18.8 | 37.6 | 7.48 | 0.10709 | 4.8 | 37.6 | 0.91885 | 0
19.56 | 39.12 | 7.48 | 0.10709 | 0.54188 | 39.12 | 1 | 0
16.36 | 32.72 | 7.48 | 0.10709 | 0 | 32.72 | 1 | 0
14.28 | 28.56 | 7.48 | 0.10709 | 0 | 28.56 | 1 | 0
14.12 | 28.24 | 7.48 | 0.10709 | 0 | 28.24 | 1 | 0
16.24 | 32.48 | 7.48 | 0.10709 | 0 | 32.48 | 1 | 0
19.24 | 38.48 | 7.48 | 0.10709 | 0 | 38.48 | 1 | 0
18.68 | 37.36 | 7.48 | 0.10709 | 0 | 37.36 | 1 | 0
16.76 | 33.52 | 7.48 | 0.10709 | 0 | 33.52 | 1 | 0
21.04 | 42.08 | 7.48 | 0.10709 | 0 | 42.08 | 1 | 0
29.76 | 59.52 | 7.48 | 0.10709 | 0 | 59.52 | 1 | 0
29.12 | 58.24 | 7.48 | 0.10709 | 0 | 58.24 | 1 | 0
30.8 | 61.6 | 7.48 | 0.10709 | 0 | 61.6 | 1 | 0
30.92 | 61.84 | 7.48 | 0.10709 | 0 | 61.84 | 1 | 0
31.16 | 62.32 | 7.48 | 0.12502 | 0 | 62.32 | 1 | 0
35.6 | 71.2 | 7.48 | 0.12502 | 0 | 71.2 | 1 | 0
34.72 | 69.44 | 7.48 | 0.12502 | 0 | 69.44 | 1 | 0
29.48 | 58.96 | 12.23 | 0.12502 | 0 | 58.96 | 1 | 0
28.4 | 56.8 | 12.23 | 0.12502 | 0 | 56.8 | 1 | 0
25.56 | 51.12 | 12.23 | 0.12502 | 0 | 51.12 | 1 | 0
25.88 | 51.76 | 12.23 | 0.12502 | 0 | 51.76 | 1 | 0
28.12 | 56.24 | 7.48 | 0.12502 | 0 | 56.24 | 1 | 0
29.64 | 59.28 | 7.48 | 0.12502 | 0 | 59.28 | 1 | 0
29.48 | 58.96 | 7.48 | 0.12502 | 0 | 54.16 | 0.2 | 4.8
29.2 | 58.4 | 7.48 | 0.10709 | 4.8 | 58.4 | 0.91885 | 0
25.8 | 51.6 | 7.48 | 0.10709 | 0.54188 | 51.6 | 1 | 0
16.16 | 32.32 | 7.48 | 0.10709 | 0 | 32.32 | 1 | 0
13.96 | 27.92 | 7.48 | 0.10709 | 0 | 27.92 | 1 | 0
13.84 | 27.68 | 7.48 | 0.10709 | 0 | 27.68 | 1 | 0
12.8 | 25.6 | 7.48 | 0.10709 | 0 | 25.6 | 1 | 0
11.8 | 23.6 | 7.48 | 0.10709 | 0 | 23.6 | 1 | 0
12.24 | 24.48 | 7.48 | 0.10709 | 0 | 24.48 | 1 | 0
16.16 | 32.32 | 7.48 | 0.10709 | 0 | 32.32 | 1 | 0
18.2 | 36.4 | 7.48 | 0.10709 | 0 | 36.4 | 1 | 0
29.08 | 58.16 | 7.48 | 0.10709 | 0 | 58.16 | 1 | 0
29.04 | 58.08 | 7.48 | 0.10709 | 0 | 58.08 | 1 | 0
30.96 | 61.92 | 7.48 | 0.10709 | 0 | 61.92 | 1 | 0
26.6 | 53.2 | 7.48 | 0.10709 | 0 | 53.2 | 1 | 0
26.52 | 53.04 | 7.48 | 0.12502 | 0 | 53.04 | 1 | 0
29.68 | 59.36 | 7.48 | 0.12502 | 0 | 59.36 | 1 | 0
28.6 | 57.2 | 7.48 | 0.12502 | 0 | 57.2 | 1 | 0
26.88 | 53.76 | 12.23 | 0.12502 | 0 | 53.76 | 1 | 0
26.08 | 52.16 | 12.23 | 0.12502 | 0 | 52.16 | 1 | 0
24.24 | 48.48 | 12.23 | 0.12502 | 0 | 48.48 | 1 | 0
24.56 | 49.12 | 12.23 | 0.12502 | 0 | 49.12 | 1 | 0
25.76 | 51.52 | 7.48 | 0.12502 | 0 | 51.52 | 1 | 0
26.3 | 52.6 | 7.48 | 0.12502 | 0 | 52.6 | 1 | 0
25.88 | 51.76 | 7.48 | 0.12502 | 0 | 46.96 | 0.2 | 4.8
23.44 | 46.88 | 7.48 | 0.10709 | 4.8 | 46.88 | 0.91885 | 0
21.08 | 42.16 | 7.48 | 0.10709 | 0.54188 | 42.16 | 1 | 0
15.88 | 31.76 | 7.48 | 0.10709 | 0 | 31.76 | 1 | 0
14.48 | 28.96 | 7.48 | 0.10709 | 0 | 28.96 | 1 | 0
13.56 | 27.12 | 7.48 | 0.10709 | 0 | 27.12 | 1 | 0
13.64 | 27.28 | 7.48 | 0.10709 | 0 | 27.28 | 1 | 0
13.4 | 26.8 | 7.48 | 0.10709 | 0 | 26.8 | 1 | 0
14 | 28 | 7.48 | 0.10709 | 0 | 28 | 1 | 0
14.76 | 29.52 | 7.48 | 0.10709 | 0 | 29.52 | 1 | 0
14.96 | 29.92 | 7.48 | 0.10709 | 0 | 29.92 | 1 | 0
26.12 | 52.24 | 7.48 | 0.10709 | 0 | 52.24 | 1 | 0
25.76 | 51.52 | 7.48 | 0.10709 | 0 | 51.52 | 1 | 0
26.04 | 52.08 | 7.48 | 0.10709 | 0 | 52.08 | 1 | 0
27.44 | 54.88 | 7.48 | 0.10709 | 0 | 54.88 | 1 | 0
29.84 | 59.68 | 7.48 | 0.12502 | 0 | 59.68 | 1 | 0
28.44 | 56.88 | 7.48 | 0.12502 | 0 | 56.88 | 1 | 0
27.36 | 54.72 | 7.48 | 0.12502 | 0 | 54.72 | 1 | 0
24.8 | 49.6 | 12.23 | 0.12502 | 0 | 49.6 | 1 | 0
25.16 | 50.32 | 12.23 | 0.12502 | 0 | 50.32 | 1 | 0
25.32 | 50.64 | 12.23 | 0.12502 | 0 | 50.64 | 1 | 0
26.84 | 53.68 | 12.23 | 0.12502 | 0 | 53.68 | 1 | 0
26.24 | 52.48 | 7.48 | 0.12502 | 0 | 52.48 | 1 | 0
26.4 | 52.8 | 7.48 | 0.12502 | 0 | 52.8 | 1 | 0
26.92 | 53.84 | 7.48 | 0.12502 | 0 | 49.04 | 0.2 | 4.8
26.2 | 52.4 | 7.48 | 0.10709 | 4.8 | 52.4 | 0.91885 | 0
22.68 | 45.36 | 7.48 | 0.10709 | 0.54188 | 45.36 | 1 | 0
21.28 | 42.56 | 7.48 | 0.10709 | 0 | 42.56 | 1 | 0
19.32 | 38.64 | 7.48 | 0.10709 | 0 | 38.64 | 1 | 0
18.52 | 37.04 | 7.48 | 0.10709 | 0 | 37.04 | 1 | 0
17.28 | 34.56 | 7.48 | 0.10709 | 0 | 34.56 | 1 | 0
17.64 | 35.28 | 7.48 | 0.10709 | 0 | 35.28 | 1 | 0
15.92 | 31.84 | 7.48 | 0.10709 | 0 | 31.84 | 1 | 0
14.4 | 28.8 | 7.48 | 0.10709 | 0 | 28.8 | 1 | 0
15 | 30 | 7.48 | 0.10709 | 0 | 30 | 1 | 0
25.56 | 51.12 | 7.48 | 0.10709 | 0 | 51.12 | 1 | 0
25.28 | 50.56 | 7.48 | 0.10709 | 0 | 50.56 | 1 | 0
27.72 | 55.44 | 7.48 | 0.10709 | 0 | 55.44 | 1 | 0
31.16 | 62.32 | 7.48 | 0.10709 | 0 | 62.32 | 1 | 0
31.72 | 63.44 | 7.48 | 0.12502 | 0 | 63.44 | 1 | 0
30.96 | 61.92 | 7.48 | 0.12502 | 0 | 61.92 | 1 | 0
27.52 | 55.04 | 7.48 | 0.12502 | 0 | 55.04 | 1 | 0
25.76 | 51.52 | 12.23 | 0.12502 | 0 | 51.52 | 1 | 0
25.64 | 51.28 | 12.23 | 0.12502 | 0 | 51.28 | 1 | 0
25.04 | 50.08 | 12.23 | 0.12502 | 0 | 50.08 | 1 | 0
26.12 | 52.24 | 12.23 | 0.12502 | 0 | 52.24 | 1 | 0
26.32 | 52.64 | 7.48 | 0.12502 | 0 | 52.64 | 1 | 0
27.64 | 55.28 | 7.48 | 0.12502 | 0 | 55.28 | 1 | 0
27.48 | 54.96 | 7.48 | 0.12502 | 0 | 50.16 | 0.2 | 4.8
26.96 | 53.92 | 7.48 | 0.10709 | 4.8 | 53.92 | 0.91885 | 0
23.92 | 47.84 | 7.48 | 0.10709 | 0.54188 | 47.84 | 1 | 0
18.12 | 36.24 | 7.48 | 0.10709 | 0 | 36.24 | 1 | 0
14.56 | 29.12 | 7.48 | 0.10709 | 0 | 29.12 | 1 | 0
14.24 | 28.48 | 7.48 | 0.10709 | 0 | 28.48 | 1 | 0
13.28 | 26.56 | 7.48 | 0.10709 | 0 | 26.56 | 1 | 0
12.48 | 24.96 | 7.48 | 0.10709 | 0 | 24.96 | 1 | 0
13.84 | 27.68 | 7.48 | 0.10709 | 0 | 27.68 | 1 | 0
16.28 | 32.56 | 7.48 | 0.10709 | 0 | 32.56 | 1 | 0
16.84 | 33.68 | 7.48 | 0.10709 | 0 | 33.68 | 1 | 0
16.8 | 33.6 | 7.48 | 0.10709 | 0 | 33.6 | 1 | 0
16.48 | 32.96 | 7.48 | 0.10709 | 0 | 32.96 | 1 | 0
17.48 | 34.96 | 7.48 | 0.10709 | 0 | 34.96 | 1 | 0
17.92 | 35.84 | 7.48 | 0.10709 | 0 | 35.84 | 1 | 0
20.88 | 41.76 | 7.48 | 0.10709 | 0 | 41.76 | 1 | 0
33.6 | 67.2 | 7.48 | 0.10709 | 0 | 67.2 | 1 | 0
36.32 | 72.64 | 7.48 | 0.10709 | 0 | 72.64 | 1 | 0
33.08 | 66.16 | 7.48 | 0.10709 | 0 | 66.16 | 1 | 0
31.36 | 62.72 | 7.48 | 0.10709 | 0 | 62.72 | 1 | 0
29.8 | 59.6 | 7.48 | 0.10709 | 0 | 59.6 | 1 | 0
30.4 | 60.8 | 7.48 | 0.10709 | 0 | 60.8 | 1 | 0
30.4 | 60.8 | 7.48 | 0.10709 | 0 | 60.8 | 1 | 0
30.56 | 61.12 | 7.48 | 0.10709 | 0 | 61.12 | 1 | 0
30.24 | 60.48 | 7.48 | 0.10709 | 0 | 60.48 | 1 | 0
29.16 | 58.32 | 7.48 | 0.10709 | 0 | 58.32 | 1 | 0
23.4 | 46.8 | 7.48 | 0.10709 | 0 | 46.8 | 1 | 0
21.52 | 43.04 | 7.48 | 0.10709 | 0 | 43.04 | 1 | 0
15.24 | 30.48 | 7.48 | 0.10709 | 0 | 30.48 | 1 | 0
14.24 | 28.48 | 7.48 | 0.10709 | 0 | 28.48 | 1 | 0
12.92 | 25.84 | 7.48 | 0.10709 | 0 | 25.84 | 1 | 0
12.96 | 25.92 | 7.48 | 0.10709 | 0 | 25.92 | 1 | 0
13.4 | 26.8 | 7.48 | 0.10709 | 0 | 26.8 | 1 | 0
14.52 | 29.04 | 7.48 | 0.10709 | 0 | 29.04 | 1 | 0
14.72 | 29.44 | 7.48 | 0.10709 | 0 | 29.44 | 1 | 0
16 | 32 | 7.48 | 0.10709 | 0 | 32 | 1 | 0
20.64 | 41.28 | 7.48 | 0.10709 | 0 | 41.28 | 1 | 0
20.24 | 40.48 | 7.48 | 0.10709 | 0 | 40.48 | 1 | 0
21.88 | 43.76 | 7.48 | 0.10709 | 0 | 43.76 | 1 | 0
22.44 | 44.88 | 7.48 | 0.10709 | 0 | 44.88 | 1 | 0
22.52 | 45.04 | 7.48 | 0.10709 | 0 | 45.04 | 1 | 0
21.4 | 42.8 | 7.48 | 0.10709 | 0 | 42.8 | 1 | 0
21.8 | 43.6 | 7.48 | 0.10709 | 0 | 43.6 | 1 | 0
21.2 | 42.4 | 7.48 | 0.10709 | 0 | 42.4 | 1 | 0
21.24 | 42.48 | 7.48 | 0.10709 | 0 | 42.48 | 1 | 0
23.32 | 46.64 | 7.48 | 0.10709 | 0 | 46.64 | 1 | 0
24.16 | 48.32 | 7.48 | 0.10709 | 0 | 48.32 | 1 | 0
21.76 | 43.52 | 7.48 | 0.10709 | 0 | 43.52 | 1 | 0
20.04 | 40.08 | 7.48 | 0.10709 | 0 | 40.08 | 1 | 0
20.4 | 40.8 | 7.48 | 0.10709 | 0 | 40.8 | 1 | 0
20.32 | 40.64 | 7.48 | 0.10709 | 0 | 40.64 | 1 | 0
16.8 | 33.6 | 7.48 | 0.10709 | 0 | 33.6 | 1 | 0
16.88 | 33.76 | 7.48 | 0.10709 | 0 | 33.76 | 1 | 0
16.44 | 32.88 | 7.48 | 0.10709 | 0 | 32.88 | 1 | 0
15.68 | 31.36 | 7.48 | 0.10709 | 0 | 31.36 | 1 | 0
13.52 | 27.04 | 7.48 | 0.10709 | 0 | 27.04 | 1 | 0
12.64 | 25.28 | 7.48 | 0.10709 | 0 | 25.28 | 1 | 0
13.6 | 27.2 | 7.48 | 0.10709 | 0 | 27.2 | 1 | 0
13.92 | 27.84 | 7.48 | 0.10709 | 0 | 27.84 | 1 | 0
14.4 | 28.8 | 7.48 | 0.10709 | 0 | 28.8 | 1 | 0
13.64 | 27.28 | 7.48 | 0.10709 | 0 | 27.28 | 1 | 0
20.48 | 40.96 | 7.48 | 0.10709 | 0 | 40.96 | 1 | 0
21.32 | 42.64 | 7.48 | 0.10709 | 0 | 42.64 | 1 | 0
21.44 | 42.88 | 7.48 | 0.12502 | 0 | 42.88 | 1 | 0
22.28 | 44.56 | 7.48 | 0.12502 | 0 | 44.56 | 1 | 0
22.28 | 44.56 | 7.48 | 0.12502 | 0 | 44.56 | 1 | 0
22.92 | 45.84 | 12.23 | 0.12502 | 0 | 45.84 | 1 | 0
21.44 | 42.88 | 12.23 | 0.12502 | 0 | 42.88 | 1 | 0
21.16 | 42.32 | 12.23 | 0.12502 | 0 | 42.32 | 1 | 0
22.48 | 44.96 | 12.23 | 0.12502 | 0 | 44.96 | 1 | 0
22.92 | 45.84 | 7.48 | 0.12502 | 0 | 45.84 | 1 | 0
21.84 | 43.68 | 7.48 | 0.12502 | 0 | 43.68 | 1 | 0
16.32 | 32.64 | 7.48 | 0.12502 | 0 | 27.84 | 0.2 | 4.8
16.56 | 33.12 | 7.48 | 0.10709 | 4.8 | 33.12 | 0.91885 | 0
16.68 | 33.36 | 7.48 | 0.10709 | 0.54188 | 33.36 | 1 | 0
18.44 | 36.88 | 7.48 | 0.10709 | 0 | 36.88 | 1 | 0
18.4 | 36.8 | 7.48 | 0.10709 | 0 | 36.8 | 1 | 0
17.16 | 34.32 | 7.48 | 0.10709 | 0 | 34.32 | 1 | 0
17.36 | 34.72 | 7.48 | 0.10709 | 0 | 34.72 | 1 | 0
19.04 | 38.08 | 7.48 | 0.10709 | 0 | 38.08 | 1 | 0
15.16 | 30.32 | 7.48 | 0.10709 | 0 | 30.32 | 1 | 0
12.96 | 25.92 | 7.48 | 0.10709 | 0 | 25.92 | 1 | 0
14.04 | 28.08 | 7.48 | 0.10709 | 0 | 28.08 | 1 | 0
20.04 | 40.08 | 7.48 | 0.10709 | 0 | 40.08 | 1 | 0
23.36 | 46.72 | 7.48 | 0.10709 | 0 | 46.72 | 1 | 0
30.2 | 60.4 | 7.48 | 0.10709 | 0 | 60.4 | 1 | 0
32.84 | 65.68 | 7.48 | 0.10709 | 0 | 65.68 | 1 | 0
35.72 | 71.44 | 7.48 | 0.12502 | 0 | 71.44 | 1 | 0
39.36 | 78.72 | 7.48 | 0.12502 | 0 | 74.0281 | 0.21801 | 4.6919
35.16 | 70.32 | 7.48 | 0.12502 | 3.7081 | 70.32 | 0.77334 | 0
30.52 | 61.04 | 12.23 | 0.12502 | 0 | 57.6 | 0.2 | 3.44
28.8 | 57.6 | 12.23 | 0.12502 | 0 | 57.6 | 0.2 | 0
27.04 | 54.08 | 12.23 | 0.12502 | 0 | 54.08 | 0.2 | 0
28.2 | 56.4 | 12.23 | 0.12502 | 0 | 56.4 | 0.2 | 0
29.24 | 58.48 | 7.48 | 0.12502 | 0 | 58.48 | 0.2 | 0
31.28 | 62.56 | 7.48 | 0.12502 | 0 | 62.56 | 0.2 | 0
32.48 | 64.96 | 7.48 | 0.12502 | 0 | 64.96 | 0.2 | 0
30.96 | 61.92 | 7.48 | 0.10709 | 4.8 | 61.92 | 0.91885 | 0
28.04 | 56.08 | 7.48 | 0.10709 | 0.54188 | 56.08 | 1 | 0
20.08 | 40.16 | 7.48 | 0.10709 | 0 | 40.16 | 1 | 0
19.92 | 39.84 | 7.48 | 0.10709 | 0 | 39.84 | 1 | 0
19.08 | 38.16 | 7.48 | 0.10709 | 0 | 38.16 | 1 | 0
21.28 | 42.56 | 7.48 | 0.10709 | 0 | 42.56 | 1 | 0
24.16 | 48.32 | 7.48 | 0.10709 | 0 | 48.32 | 1 | 0
19.84 | 39.68 | 7.48 | 0.10709 | 0 | 39.68 | 1 | 0
18.24 | 36.48 | 7.48 | 0.10709 | 0 | 36.48 | 1 | 0
20.96 | 41.92 | 7.48 | 0.10709 | 0 | 41.92 | 1 | 0
29.44 | 58.88 | 7.48 | 0.10709 | 0 | 58.88 | 1 | 0
26.84 | 53.68 | 7.48 | 0.10709 | 0 | 53.68 | 1 | 0
29.72 | 59.44 | 7.48 | 0.10709 | 0 | 59.44 | 1 | 0
31.48 | 62.96 | 7.48 | 0.10709 | 0 | 62.96 | 1 | 0
32.48 | 64.96 | 7.48 | 0.12502 | 0 | 64.96 | 1 | 0
36.08 | 72.16 | 7.48 | 0.12502 | 0 | 72.16 | 1 | 0
31.56 | 63.12 | 7.48 | 0.12502 | 0 | 63.12 | 1 | 0
29 | 58 | 12.23 | 0.12502 | 0 | 57.6 | 0.93334 | 0.4
28.32 | 56.64 | 12.23 | 0.12502 | 0 | 56.64 | 0.93334 | 0
27.36 | 54.72 | 12.23 | 0.12502 | 0 | 54.72 | 0.93334 | 0
29.12 | 58.24 | 12.23 | 0.12502 | 0 | 57.6 | 0.82667 | 0.64
30.36 | 60.72 | 7.48 | 0.12502 | 0 | 60.72 | 0.82667 | 0
30.2 | 60.4 | 7.48 | 0.12502 | 0 | 60.4 | 0.82667 | 0
30.08 | 60.16 | 7.48 | 0.12502 | 0 | 56.4 | 0.2 | 3.76
28.24 | 56.48 | 7.48 | 0.10709 | 4.8 | 56.48 | 0.91885 | 0
21.4 | 42.8 | 7.48 | 0.10709 | 0.54188 | 42.8 | 1 | 0
21.52 | 43.04 | 7.48 | 0.10709 | 0 | 43.04 | 1 | 0
24.84 | 49.68 | 7.48 | 0.10709 | 0 | 49.68 | 1 | 0
24.64 | 49.28 | 7.48 | 0.10709 | 0 | 49.28 | 1 | 0
23.76 | 47.52 | 7.48 | 0.10709 | 0 | 47.52 | 1 | 0
24.32 | 48.64 | 7.48 | 0.10709 | 0 | 48.64 | 1 | 0
22.04 | 44.08 | 7.48 | 0.10709 | 0 | 44.08 | 1 | 0
18.16 | 36.32 | 7.48 | 0.10709 | 0 | 36.32 | 1 | 0
21.72 | 43.44 | 7.48 | 0.10709 | 0 | 43.44 | 1 | 0
30.64 | 61.28 | 7.48 | 0.10709 | 0 | 61.28 | 1 | 0
30.6467 | 61.2933 | 7.48 | 0.10709 | 0 | 61.2933 | 1 | 0
30.0133 | 60.0266 | 7.48 | 0.10709 | 0 | 60.0266 | 1 | 0
33.96 | 67.92 | 7.48 | 0.10709 | 0 | 67.92 | 1 | 0
36.72 | 73.44 | 7.48 | 0.12502 | 0 | 73.44 | 1 | 0
33.6 | 67.2 | 7.48 | 0.12502 | 0 | 67.2 | 1 | 0
27.28 | 54.56 | 7.48 | 0.12502 | 0 | 54.56 | 1 | 0
25.36 | 50.72 | 12.23 | 0.12502 | 0 | 50.72 | 1 | 0
24.2 | 48.4 | 12.23 | 0.12502 | 0 | 48.4 | 1 | 0
22.56 | 45.12 | 12.23 | 0.12502 | 0 | 45.12 | 1 | 0
23.84 | 47.68 | 12.23 | 0.12502 | 0 | 47.68 | 1 | 0
28.12 | 56.24 | 7.48 | 0.12502 | 0 | 56.24 | 1 | 0
31.8 | 63.6 | 7.48 | 0.12502 | 0 | 63.6 | 1 | 0
32.4 | 64.8 | 7.48 | 0.12502 | 0 | 60 | 0.2 | 4.8
31.12 | 62.24 | 7.48 | 0.10709 | 4.8 | 62.24 | 0.91885 | 0
27.2 | 54.4 | 7.48 | 0.10709 | 0.54188 | 54.4 | 1 | 0
24.56 | 49.12 | 7.48 | 0.10709 | 0 | 49.12 | 1 | 0
20.72 | 41.44 | 7.48 | 0.10709 | 0 | 41.44 | 1 | 0
20.44 | 40.88 | 7.48 | 0.10709 | 0 | 40.88 | 1 | 0
21.52 | 43.04 | 7.48 | 0.10709 | 0 | 43.04 | 1 | 0
24.44 | 48.88 | 7.48 | 0.10709 | 0 | 48.88 | 1 | 0
22.16 | 44.32 | 7.48 | 0.10709 | 0 | 44.32 | 1 | 0
18.28 | 36.56 | 7.48 | 0.10709 | 0 | 36.56 | 1 | 0
21.28 | 42.56 | 7.48 | 0.10709 | 0 | 42.56 | 1 | 0
30.32 | 60.64 | 7.48 | 0.10709 | 0 | 60.64 | 1 | 0
27.92 | 55.84 | 7.48 | 0.10709 | 0 | 55.84 | 1 | 0
27.68 | 55.36 | 7.48 | 0.10709 | 0 | 55.36 | 1 | 0
27.84 | 55.68 | 7.48 | 0.10709 | 0 | 55.68 | 1 | 0
31.08 | 62.16 | 7.48 | 0.12502 | 0 | 62.16 | 1 | 0
33.36 | 66.72 | 7.48 | 0.12502 | 0 | 66.72 | 1 | 0
27 | 54 | 7.48 | 0.12502 | 0 | 54 | 1 | 0
25.68 | 51.36 | 12.23 | 0.12502 | 0 | 51.36 | 1 | 0
25.08 | 50.16 | 12.23 | 0.12502 | 0 | 50.16 | 1 | 0
24.64 | 49.28 | 12.23 | 0.12502 | 0 | 49.28 | 1 | 0
25.96 | 51.92 | 12.23 | 0.12502 | 0 | 51.92 | 1 | 0
27 | 54 | 7.48 | 0.12502 | 0 | 54 | 1 | 0
26.48 | 52.96 | 7.48 | 0.12502 | 0 | 52.96 | 1 | 0
26.4 | 52.8 | 7.48 | 0.12502 | 0 | 48 | 0.2 | 4.8
26.56 | 53.12 | 7.48 | 0.10709 | 4.8 | 53.12 | 0.91885 | 0
21.96 | 43.92 | 7.48 | 0.10709 | 0.54188 | 43.92 | 1 | 0
16.16 | 32.32 | 7.48 | 0.10709 | 0 | 32.32 | 1 | 0
14.48 | 28.96 | 7.48 | 0.10709 | 0 | 28.96 | 1 | 0
14.3467 | 28.6933 | 7.48 | 0.10709 | 0 | 28.6933 | 1 | 0
15.04 | 30.08 | 7.48 | 0.10709 | 0 | 30.08 | 1 | 0
14.4933 | 28.9867 | 7.48 | 0.10709 | 0 | 28.9867 | 1 | 0
14.3733 | 28.7467 | 7.48 | 0.10709 | 0 | 28.7467 | 1 | 0
17.6933 | 35.3867 | 7.48 | 0.10709 | 0 | 35.3867 | 1 | 0
20.96 | 41.92 | 7.48 | 0.10709 | 0 | 41.92 | 1 | 0
26.7333 | 53.4667 | 7.48 | 0.10709 | 0 | 53.4667 | 1 | 0
26.6533 | 53.3067 | 7.48 | 0.10709 | 0 | 53.3067 | 1 | 0
28.8267 | 57.6533 | 7.48 | 0.10709 | 0 | 57.6533 | 1 | 0
28.6933 | 57.3867 | 7.48 | 0.10709 | 0 | 57.3867 | 1 | 0
31.8133 | 63.6267 | 7.48 | 0.10709 | 0 | 63.6267 | 1 | 0
35.8667 | 71.7333 | 7.48 | 0.10709 | 0 | 71.7333 | 1 | 0
35.3867 | 70.7733 | 7.48 | 0.10709 | 0 | 70.7733 | 1 | 0
31.6933 | 63.3867 | 7.48 | 0.10709 | 0 | 63.3867 | 1 | 0
30.4267 | 60.8533 | 7.48 | 0.10709 | 0 | 60.8533 | 1 | 0
29.5067 | 59.0133 | 7.48 | 0.10709 | 0 | 59.0133 | 1 | 0
30.12 | 60.24 | 7.48 | 0.10709 | 0 | 60.24 | 1 | 0
30.2933 | 60.5867 | 7.48 | 0.10709 | 0 | 60.5867 | 1 | 0
30.7733 | 61.5467 | 7.48 | 0.10709 | 0 | 61.5467 | 1 | 0
30.48 | 60.96 | 7.48 | 0.10709 | 0 | 60.96 | 1 | 0
29.5733 | 59.1467 | 7.48 | 0.10709 | 0 | 59.1467 | 1 | 0
25.9067 | 51.8133 | 7.48 | 0.10709 | 0 | 51.8133 | 1 | 0
20.5733 | 41.1467 | 7.48 | 0.10709 | 0 | 41.1467 | 1 | 0
15.76 | 31.52 | 7.48 | 0.10709 | 0 | 31.52 | 1 | 0
15.08 | 30.16 | 7.48 | 0.10709 | 0 | 30.16 | 1 | 0
14.2267 | 28.4533 | 7.48 | 0.10709 | 0 | 28.4533 | 1 | 0
14.16 | 28.32 | 7.48 | 0.10709 | 0 | 28.32 | 1 | 0
14.52 | 29.04 | 7.48 | 0.10709 | 0 | 29.04 | 1 | 0
17.0533 | 34.1067 | 7.48 | 0.10709 | 0 | 34.1067 | 1 | 0
18.2267 | 36.4533 | 7.48 | 0.10709 | 0 | 36.4533 | 1 | 0
19.5867 | 39.1733 | 7.48 | 0.10709 | 0 | 39.1733 | 1 | 0
24.9867 | 49.9733 | 7.48 | 0.10709 | 0 | 49.9733 | 1 | 0
24.8133 | 49.6267 | 7.48 | 0.10709 | 0 | 49.6267 | 1 | 0
26.48 | 52.96 | 7.48 | 0.10709 | 0 | 52.96 | 1 | 0
26.84 | 53.68 | 7.48 | 0.10709 | 0 | 53.68 | 1 | 0
26.8533 | 53.7067 | 7.48 | 0.10709 | 0 | 53.7067 | 1 | 0
26.0133 | 52.0267 | 7.48 | 0.10709 | 0 | 52.0267 | 1 | 0
26.4133 | 52.8267 | 7.48 | 0.10709 | 0 | 52.8267 | 1 | 0
26.0267 | 52.0533 | 7.48 | 0.10709 | 0 | 52.0533 | 1 | 0
25.8533 | 51.7067 | 7.48 | 0.10709 | 0 | 51.7067 | 1 | 0
27.8933 | 55.7867 | 7.48 | 0.10709 | 0 | 55.7867 | 1 | 0
27.6133 | 55.2267 | 7.48 | 0.10709 | 0 | 55.2267 | 1 | 0
25.7333 | 51.4667 | 7.48 | 0.10709 | 0 | 51.4667 | 1 | 0
24.72 | 49.44 | 7.48 | 0.10709 | 0 | 49.44 | 1 | 0
24.6 | 49.2 | 7.48 | 0.10709 | 0 | 49.2 | 1 | 0
24.48 | 48.96 | 7.48 | 0.10709 | 0 | 48.96 | 1 | 0
20.1733 | 40.3467 | 7.48 | 0.10709 | 0 | 40.3467 | 1 | 0
20.1867 | 40.3733 | 7.48 | 0.10709 | 0 | 40.3733 | 1 | 0
18.56 | 37.12 | 7.48 | 0.10709 | 0 | 37.12 | 1 | 0
17.1333 | 34.2667 | 7.48 | 0.10709 | 0 | 34.2667 | 1 | 0
16.4267 | 32.8533 | 7.48 | 0.10709 | 0 | 32.8533 | 1 | 0
16.6667 | 33.3333 | 7.48 | 0.10709 | 0 | 33.3333 | 1 | 0
20.9867 | 41.9733 | 7.48 | 0.10709 | 0 | 41.9733 | 1 | 0
22.16 | 44.32 | 7.48 | 0.10709 | 0 | 44.32 | 1 | 0
19.2133 | 38.4267 | 7.48 | 0.10709 | 0 | 38.4267 | 1 | 0
18.1467 | 36.2933 | 7.48 | 0.10709 | 0 | 36.2933 | 1 | 0
21.76 | 43.52 | 7.48 | 0.10709 | 0 | 43.52 | 1 | 0
22.9467 | 45.8933 | 7.48 | 0.10709 | 0 | 45.8933 | 1 | 0
23.2533 | 46.5067 | 7.48 | 0.12502 | 0 | 46.5067 | 1 | 0
23.32 | 46.64 | 7.48 | 0.12502 | 0 | 46.64 | 1 | 0
23.0267 | 46.0533 | 7.48 | 0.12502 | 0 | 46.0533 | 1 | 0
23.36 | 46.72 | 12.23 | 0.12502 | 0 | 46.72 | 1 | 0
23.16 | 46.32 | 12.23 | 0.12502 | 0 | 46.32 | 1 | 0
22.7467 | 45.4933 | 12.23 | 0.12502 | 0 | 45.4933 | 1 | 0
23.56 | 47.12 | 12.23 | 0.12502 | 0 | 47.12 | 1 | 0
23.9467 | 47.8933 | 7.48 | 0.12502 | 0 | 47.8933 | 1 | 0
23.1733 | 46.3467 | 7.48 | 0.12502 | 0 | 46.3467 | 1 | 0
19.2133 | 38.4267 | 7.48 | 0.12502 | 0 | 33.6267 | 0.2 | 4.8
19.2667 | 38.5333 | 7.48 | 0.10709 | 4.8 | 38.5333 | 0.91885 | 0
19.5067 | 39.0133 | 7.48 | 0.10709 | 0.54188 | 39.0133 | 1 | 0
17.44 | 34.88 | 7.48 | 0.10709 | 0 | 34.88 | 1 | 0
15.8267 | 31.6533 | 7.48 | 0.10709 | 0 | 31.6533 | 1 | 0
16.3333 | 32.6667 | 7.48 | 0.10709 | 0 | 32.6667 | 1 | 0
18.2933 | 36.5867 | 7.48 | 0.10709 | 0 | 36.5867 | 1 | 0
20.8133 | 41.6267 | 7.48 | 0.10709 | 0 | 41.6267 | 1 | 0
17.8933 | 35.7867 | 7.48 | 0.10709 | 0 | 35.7867 | 1 | 0
15.9867 | 31.9733 | 7.48 | 0.10709 | 0 | 31.9733 | 1 | 0
18.68 | 37.36 | 7.48 | 0.10709 | 0 | 37.36 | 1 | 0
26.4133 | 52.8267 | 7.48 | 0.10709 | 0 | 52.8267 | 1 | 0
26.44 | 52.88 | 7.48 | 0.10709 | 0 | 52.88 | 1 | 0
30.24 | 60.48 | 7.48 | 0.10709 | 0 | 60.48 | 1 | 0
31.7467 | 63.4933 | 7.48 | 0.10709 | 0 | 63.4933 | 1 | 0
33.12 | 66.24 | 7.48 | 0.12502 | 0 | 66.24 | 1 | 0
37.0133 | 74.0267 | 7.48 | 0.12502 | 0 | 74.0267 | 1 | 0
33.8133 | 67.6267 | 7.48 | 0.12502 | 0 | 67.6267 | 1 | 0
29.6667 | 59.3333 | 12.23 | 0.12502 | 0 | 57.6 | 0.71111 | 1.7333
28.5067 | 57.0133 | 12.23 | 0.12502 | 0 | 57.0133 | 0.71111 | 0
26.6533 | 53.3067 | 12.23 | 0.12502 | 0 | 53.3067 | 0.71111 | 0
27.7333 | 55.4667 | 12.23 | 0.12502 | 0 | 55.4667 | 0.71111 | 0
29.24 | 58.48 | 7.48 | 0.12502 | 0 | 58.48 | 0.71111 | 0
30.3733 | 60.7467 | 7.48 | 0.12502 | 0 | 60.7467 | 0.71111 | 0
30.68 | 61.36 | 7.48 | 0.12502 | 0 | 58.2933 | 0.2 | 3.0667
29.4667 | 58.9333 | 7.48 | 0.10709 | 4.8 | 58.9333 | 0.91885 | 0
25.08 | 50.16 | 7.48 | 0.10709 | 0.54188 | 50.16 | 1 | 0
19.2533 | 38.5067 | 7.48 | 0.10709 | 0 | 38.5067 | 1 | 0
19.5733 | 39.1467 | 7.48 | 0.10709 | 0 | 39.1467 | 1 | 0
17.44 | 34.88 | 7.48 | 0.10709 | 0 | 34.88 | 1 | 0
18.6 | 37.2 | 7.48 | 0.10709 | 0 | 37.2 | 1 | 0
21.44 | 42.88 | 7.48 | 0.10709 | 0 | 42.88 | 1 | 0
17.96 | 35.92 | 7.48 | 0.10709 | 0 | 35.92 | 1 | 0
16.96 | 33.92 | 7.48 | 0.10709 | 0 | 33.92 | 1 | 0
19.8 | 39.6 | 7.48 | 0.10709 | 0 | 39.6 | 1 | 0
28.4 | 56.8 | 7.48 | 0.10709 | 0 | 56.8 | 1 | 0
27.52 | 55.04 | 7.48 | 0.10709 | 0 | 55.04 | 1 | 0
29.76 | 59.52 | 7.48 | 0.10709 | 0 | 59.52 | 1 | 0
30 | 60 | 7.48 | 0.10709 | 0 | 60 | 1 | 0
32.28 | 64.56 | 7.48 | 0.12502 | 0 | 64.56 | 1 | 0
31.96 | 63.92 | 7.48 | 0.12502 | 0 | 63.92 | 1 | 0
28.28 | 56.56 | 7.48 | 0.12502 | 0 | 56.56 | 1 | 0
26.8 | 53.6 | 12.23 | 0.12502 | 0 | 53.6 | 1 | 0
25.96 | 51.92 | 12.23 | 0.12502 | 0 | 51.92 | 1 | 0
25.64 | 51.28 | 12.23 | 0.12502 | 0 | 51.28 | 1 | 0
25.8 | 51.6 | 12.23 | 0.12502 | 0 | 51.6 | 1 | 0
28.4 | 56.8 | 7.48 | 0.12502 | 0 | 56.8 | 1 | 0
27.72 | 55.44 | 7.48 | 0.12502 | 0 | 55.44 | 1 | 0
26.52 | 53.04 | 7.48 | 0.12502 | 0 | 48.24 | 0.2 | 4.8
25.4 | 50.8 | 7.48 | 0.10709 | 4.8 | 50.8 | 0.91885 | 0
19.504 | 39.008 | 7.48 | 0.10709 | 0.54188 | 39.008 | 1 | 0
17.136 | 34.272 | 7.48 | 0.10709 | 0 | 34.272 | 1 | 0
17.24 | 34.48 | 7.48 | 0.10709 | 0 | 34.48 | 1 | 0
15.8 | 31.6 | 7.48 | 0.10709 | 0 | 31.6 | 1 | 0
16.72 | 33.44 | 7.48 | 0.10709 | 0 | 33.44 | 1 | 0
21.12 | 42.24 | 7.48 | 0.10709 | 0 | 42.24 | 1 | 0
21.08 | 42.16 | 7.48 | 0.10709 | 0 | 42.16 | 1 | 0
15.48 | 30.96 | 7.48 | 0.10709 | 0 | 30.96 | 1 | 0
18.76 | 37.52 | 7.48 | 0.10709 | 0 | 37.52 | 1 | 0
26.56 | 53.12 | 7.48 | 0.10709 | 0 | 53.12 | 1 | 0
26.92 | 53.84 | 7.48 | 0.10709 | 0 | 53.84 | 1 | 0
28.72 | 57.44 | 7.48 | 0.10709 | 0 | 57.44 | 1 | 0
29.28 | 58.56 | 7.48 | 0.10709 | 0 | 58.56 | 1 | 0
29.64 | 59.28 | 7.48 | 0.12502 | 0 | 59.28 | 1 | 0
33.32 | 66.64 | 7.48 | 0.12502 | 0 | 66.64 | 1 | 0
27.84 | 55.68 | 7.48 | 0.12502 | 0 | 55.68 | 1 | 0
24.64 | 49.28 | 12.23 | 0.12502 | 0 | 49.28 | 1 | 0
24.12 | 48.24 | 12.23 | 0.12502 | 0 | 48.24 | 1 | 0
22.64 | 45.28 | 12.23 | 0.12502 | 0 | 45.28 | 1 | 0
24.68 | 49.36 | 12.23 | 0.12502 | 0 | 49.36 | 1 | 0
25.12 | 50.24 | 7.48 | 0.12502 | 0 | 50.24 | 1 | 0
25.84 | 51.68 | 7.48 | 0.12502 | 0 | 51.68 | 1 | 0
25.2 | 50.4 | 7.48 | 0.12502 | 0 | 45.6 | 0.2 | 4.8
24.08 | 48.16 | 7.48 | 0.10709 | 4.8 | 48.16 | 0.91885 | 0
21.8 | 43.6 | 7.48 | 0.10709 | 0.54188 | 43.6 | 1 | 0
17.4 | 34.8 | 7.48 | 0.10709 | 0 | 34.8 | 1 | 0
14.92 | 29.84 | 7.48 | 0.10709 | 0 | 29.84 | 1 | 0
14.4 | 28.8 | 7.48 | 0.10709 | 0 | 28.8 | 1 | 0
14.44 | 28.88 | 7.48 | 0.10709 | 0 | 28.88 | 1 | 0
12.84 | 25.68 | 7.48 | 0.10709 | 0 | 25.68 | 1 | 0
13.08 | 26.16 | 7.48 | 0.10709 | 0 | 26.16 | 1 | 0
13 | 26 | 7.48 | 0.10709 | 0 | 26 | 1 | 0
16.24 | 32.48 | 7.48 | 0.10709 | 0 | 32.48 | 1 | 0
24 | 48 | 7.48 | 0.10709 | 0 | 48 | 1 | 0
23.2 | 46.4 | 7.48 | 0.10709 | 0 | 46.4 | 1 | 0
25.28 | 50.56 | 7.48 | 0.10709 | 0 | 50.56 | 1 | 0
25.2 | 50.4 | 7.48 | 0.10709 | 0 | 50.4 | 1 | 0
27.68 | 55.36 | 7.48 | 0.12502 | 0 | 55.36 | 1 | 0
32 | 64 | 7.48 | 0.12502 | 0 | 64 | 1 | 0
26.64 | 53.28 | 7.48 | 0.12502 | 0 | 53.28 | 1 | 0
24.28 | 48.56 | 12.23 | 0.12502 | 0 | 48.56 | 1 | 0
22.48 | 44.96 | 12.23 | 0.12502 | 0 | 44.96 | 1 | 0
21.32 | 42.64 | 12.23 | 0.12502 | 0 | 42.64 | 1 | 0
24.28 | 48.56 | 12.23 | 0.12502 | 0 | 48.56 | 1 | 0
24.36 | 48.72 | 7.48 | 0.12502 | 0 | 48.72 | 1 | 0
23.88 | 47.76 | 7.48 | 0.12502 | 0 | 47.76 | 1 | 0
23.52 | 47.04 | 7.48 | 0.12502 | 0 | 42.24 | 0.2 | 4.8
23.32 | 46.64 | 7.48 | 0.10709 | 4.8 | 46.64 | 0.91885 | 0
21.08 | 42.16 | 7.48 | 0.10709 | 0.54188 | 42.16 | 1 | 0
14.6 | 29.2 | 7.48 | 0.10709 | 0 | 29.2 | 1 | 0
13.96 | 27.92 | 7.48 | 0.10709 | 0 | 27.92 | 1 | 0
13.24 | 26.48 | 7.48 | 0.10709 | 0 | 26.48 | 1 | 0
13.64 | 27.28 | 7.48 | 0.10709 | 0 | 27.28 | 1 | 0
11.6 | 23.2 | 7.48 | 0.10709 | 0 | 23.2 | 1 | 0
12 | 24 | 7.48 | 0.10709 | 0 | 24 | 1 | 0
12.76 | 25.52 | 7.48 | 0.10709 | 0 | 25.52 | 1 | 0
15.96 | 31.92 | 7.48 | 0.10709 | 0 | 31.92 | 1 | 0
24.48 | 48.96 | 7.48 | 0.10709 | 0 | 48.96 | 1 | 0
23.84 | 47.68 | 7.48 | 0.10709 | 0 | 47.68 | 1 | 0
28.24 | 56.48 | 7.48 | 0.10709 | 0 | 56.48 | 1 | 0
31.36 | 62.72 | 7.48 | 0.10709 | 0 | 62.72 | 1 | 0
33.64 | 67.28 | 7.48 | 0.10709 | 0 | 67.28 | 1 | 0
34.68 | 69.36 | 7.48 | 0.10709 | 0 | 69.36 | 1 | 0
30.2 | 60.4 | 7.48 | 0.10709 | 0 | 60.4 | 1 | 0
27.56 | 55.12 | 7.48 | 0.10709 | 0 | 55.12 | 1 | 0
27.08 | 54.16 | 7.48 | 0.10709 | 0 | 54.16 | 1 | 0
26.2333 | 52.4667 | 7.48 | 0.10709 | 0 | 52.4667 | 1 | 0
27.1867 | 54.3734 | 7.48 | 0.10709 | 0 | 54.3734 | 1 | 0
28 | 56 | 7.48 | 0.10709 | 0 | 56 | 1 | 0
27.16 | 54.32 | 7.48 | 0.10709 | 0 | 54.32 | 1 | 0
26.8 | 53.6 | 7.48 | 0.10709 | 0 | 53.6 | 1 | 0
25.4 | 50.8 | 7.48 | 0.10709 | 0 | 50.8 | 1 | 0
21.6 | 43.2 | 7.48 | 0.10709 | 0 | 43.2 | 1 | 0
19.4 | 38.8 | 7.48 | 0.10709 | 0 | 38.8 | 1 | 0
15.84 | 31.68 | 7.48 | 0.10709 | 0 | 31.68 | 1 | 0
14.56 | 29.12 | 7.48 | 0.10709 | 0 | 29.12 | 1 | 0
13.04 | 26.08 | 7.48 | 0.10709 | 0 | 26.08 | 1 | 0
13.96 | 27.92 | 7.48 | 0.10709 | 0 | 27.92 | 1 | 0
14.68 | 29.36 | 7.48 | 0.10709 | 0 | 29.36 | 1 | 0
14.88 | 29.76 | 7.48 | 0.10709 | 0 | 29.76 | 1 | 0
14.48 | 28.96 | 7.48 | 0.10709 | 0 | 28.96 | 1 | 0
14.96 | 29.92 | 7.48 | 0.10709 | 0 | 29.92 | 1 | 0
21.64 | 43.28 | 7.48 | 0.10709 | 0 | 43.28 | 1 | 0
22.68 | 45.36 | 7.48 | 0.10709 | 0 | 45.36 | 1 | 0
24.48 | 48.96 | 7.48 | 0.10709 | 0 | 48.96 | 1 | 0
25 | 50 | 7.48 | 0.10709 | 0 | 50 | 1 | 0
24.24 | 48.48 | 7.48 | 0.10709 | 0 | 48.48 | 1 | 0
23.44 | 46.88 | 7.48 | 0.10709 | 0 | 46.88 | 1 | 0
22.6 | 45.2 | 7.48 | 0.10709 | 0 | 45.2 | 1 | 0
21.4 | 42.8 | 7.48 | 0.10709 | 0 | 42.8 | 1 | 0
22.12 | 44.24 | 7.48 | 0.10709 | 0 | 44.24 | 1 | 0
23.8 | 47.6 | 7.48 | 0.10709 | 0 | 47.6 | 1 | 0
23.64 | 47.28 | 7.48 | 0.10709 | 0 | 47.28 | 1 | 0
22.16 | 44.32 | 7.48 | 0.10709 | 0 | 44.32 | 1 | 0
20.84 | 41.68 | 7.48 | 0.10709 | 0 | 41.68 | 1 | 0
20.88 | 41.76 | 7.48 | 0.10709 | 0 | 41.76 | 1 | 0
21.2 | 42.4 | 7.48 | 0.10709 | 0 | 42.4 | 1 | 0
20.8 | 41.6 | 7.48 | 0.10709 | 0 | 41.6 | 1 | 0
22.32 | 44.64 | 7.48 | 0.10709 | 0 | 44.64 | 1 | 0
20.32 | 40.64 | 7.48 | 0.10709 | 0 | 40.64 | 1 | 0
19.32 | 38.64 | 7.48 | 0.10709 | 0 | 38.64 | 1 | 0
18.88 | 37.76 | 7.48 | 0.10709 | 0 | 37.76 | 1 | 0
20.16 | 40.32 | 7.48 | 0.10709 | 0 | 40.32 | 1 | 0
21.4 | 42.8 | 7.48 | 0.10709 | 0 | 42.8 | 1 | 0
17.12 | 34.24 | 7.48 | 0.10709 | 0 | 34.24 | 1 | 0
16.88 | 33.76 | 7.48 | 0.10709 | 0 | 33.76 | 1 | 0
15.8 | 31.6 | 7.48 | 0.10709 | 0 | 31.6 | 1 | 0
20.68 | 41.36 | 7.48 | 0.10709 | 0 | 41.36 | 1 | 0
22.32 | 44.64 | 7.48 | 0.10709 | 0 | 44.64 | 1 | 0
22.08 | 44.16 | 7.48 | 0.12502 | 0 | 44.16 | 1 | 0
22 | 44 | 7.48 | 0.12502 | 0 | 44 | 1 | 0
21.76 | 43.52 | 7.48 | 0.12502 | 0 | 43.52 | 1 | 0
22.44 | 44.88 | 12.23 | 0.12502 | 0 | 44.88 | 1 | 0
22.72 | 45.44 | 12.23 | 0.12502 | 0 | 45.44 | 1 | 0
24.24 | 48.48 | 12.23 | 0.12502 | 0 | 48.48 | 1 | 0
25.48 | 50.96 | 12.23 | 0.12502 | 0 | 50.96 | 1 | 0
23.84 | 47.68 | 7.48 | 0.12502 | 0 | 47.68 | 1 | 0
18.48 | 36.96 | 7.48 | 0.12502 | 0 | 36.96 | 1 | 0
16.32 | 32.64 | 7.48 | 0.12502 | 0 | 27.84 | 0.2 | 4.8
15.88 | 31.76 | 7.48 | 0.10709 | 4.8 | 31.76 | 0.91885 | 0
17.64 | 35.28 | 7.48 | 0.10709 | 0.54188 | 35.28 | 1 | 0
16.88 | 33.76 | 7.48 | 0.10709 | 0 | 33.76 | 1 | 0
16.76 | 33.52 | 7.48 | 0.10709 | 0 | 33.52 | 1 | 0
16.52 | 33.04 | 7.48 | 0.10709 | 0 | 33.04 | 1 | 0
15.96 | 31.92 | 7.48 | 0.10709 | 0 | 31.92 | 1 | 0
13.16 | 26.32 | 7.48 | 0.10709 | 0 | 26.32 | 1 | 0
13.6 | 27.2 | 7.48 | 0.10709 | 0 | 27.2 | 1 | 0
14.6 | 29.2 | 7.48 | 0.10709 | 0 | 29.2 | 1 | 0
14.72 | 29.44 | 7.48 | 0.10709 | 0 | 29.44 | 1 | 0
20.84 | 41.68 | 7.48 | 0.10709 | 0 | 41.68 | 1 | 0
21.56 | 43.12 | 7.48 | 0.10709 | 0 | 43.12 | 1 | 0
22.24 | 44.48 | 7.48 | 0.10709 | 0 | 44.48 | 1 | 0
22.6 | 45.2 | 7.48 | 0.10709 | 0 | 45.2 | 1 | 0
22.52 | 45.04 | 7.48 | 0.12502 | 0 | 45.04 | 1 | 0
22 | 44 | 7.48 | 0.12502 | 0 | 44 | 1 | 0
20.36 | 40.72 | 7.48 | 0.12502 | 0 | 40.72 | 1 | 0
20.92 | 41.84 | 12.23 | 0.12502 | 0 | 41.84 | 1 | 0
20.04 | 40.08 | 12.23 | 0.12502 | 0 | 40.08 | 1 | 0
20.32 | 40.64 | 12.23 | 0.12502 | 0 | 40.64 | 1 | 0
22.4 | 44.8 | 12.23 | 0.12502 | 0 | 44.8 | 1 | 0
22.72 | 45.44 | 7.48 | 0.12502 | 0 | 45.44 | 1 | 0
23.56 | 47.12 | 7.48 | 0.12502 | 0 | 47.12 | 1 | 0
22.48 | 44.96 | 7.48 | 0.12502 | 0 | 40.16 | 0.2 | 4.8
24 | 48 | 7.48 | 0.10709 | 4.8 | 48 | 0.91885 | 0
23.68 | 47.36 | 7.48 | 0.10709 | 0.54188 | 47.36 | 1 | 0
16.96 | 33.92 | 7.48 | 0.10709 | 0 | 33.92 | 1 | 0
15.08 | 30.16 | 7.48 | 0.10709 | 0 | 30.16 | 1 | 0
14.52 | 29.04 | 7.48 | 0.10709 | 0 | 29.04 | 1 | 0
16.56 | 33.12 | 7.48 | 0.10709 | 0 | 33.12 | 1 | 0
14.76 | 29.52 | 7.48 | 0.10709 | 0 | 29.52 | 1 | 0
14.4 | 28.8 | 7.48 | 0.10709 | 0 | 28.8 | 1 | 0
15.36 | 30.72 | 7.48 | 0.10709 | 0 | 30.72 | 1 | 0
17.8 | 35.6 | 7.48 | 0.10709 | 0 | 35.6 | 1 | 0
24.88 | 49.76 | 7.48 | 0.10709 | 0 | 49.76 | 1 | 0
24.44 | 48.88 | 7.48 | 0.10709 | 0 | 48.88 | 1 | 0
25.96 | 51.92 | 7.48 | 0.10709 | 0 | 51.92 | 1 | 0
26.72 | 53.44 | 7.48 | 0.10709 | 0 | 53.44 | 1 | 0
29.36 | 58.72 | 7.48 | 0.12502 | 0 | 58.72 | 1 | 0
31.6 | 63.2 | 7.48 | 0.12502 | 0 | 63.2 | 1 | 0
26.6 | 53.2 | 7.48 | 0.12502 | 0 | 53.2 | 1 | 0
25.12 | 50.24 | 12.23 | 0.12502 | 0 | 50.24 | 1 | 0
24.2 | 48.4 | 12.23 | 0.12502 | 0 | 48.4 | 1 | 0
22.96 | 45.92 | 12.23 | 0.12502 | 0 | 45.92 | 1 | 0
25.12 | 50.24 | 12.23 | 0.12502 | 0 | 50.24 | 1 | 0
26.4 | 52.8 | 7.48 | 0.12502 | 0 | 52.8 | 1 | 0
26.16 | 52.32 | 7.48 | 0.12502 | 0 | 52.32 | 1 | 0
25.76 | 51.52 | 7.48 | 0.12502 | 0 | 46.72 | 0.2 | 4.8
25.52 | 51.04 | 7.48 | 0.10709 | 4.8 | 51.04 | 0.91885 | 0
20.64 | 41.28 | 7.48 | 0.10709 | 0.54188 | 41.28 | 1 | 0
17.28 | 34.56 | 7.48 | 0.10709 | 0 | 34.56 | 1 | 0
16.2 | 32.4 | 7.48 | 0.10709 | 0 | 32.4 | 1 | 0
15.64 | 31.28 | 7.48 | 0.10709 | 0 | 31.28 | 1 | 0
16.4 | 32.8 | 7.48 | 0.10709 | 0 | 32.8 | 1 | 0
14.84 | 29.68 | 7.48 | 0.10709 | 0 | 29.68 | 1 | 0
15.24 | 30.48 | 7.48 | 0.10709 | 0 | 30.48 | 1 | 0
15.6 | 31.2 | 7.48 | 0.10709 | 0 | 31.2 | 1 | 0
17.4 | 34.8 | 7.48 | 0.10709 | 0 | 34.8 | 1 | 0
24.24 | 48.48 | 7.48 | 0.10709 | 0 | 48.48 | 1 | 0
23.28 | 46.56 | 7.48 | 0.10709 | 0 | 46.56 | 1 | 0
25.76 | 51.52 | 7.48 | 0.10709 | 0 | 51.52 | 1 | 0
27.44 | 54.88 | 7.48 | 0.10709 | 0 | 54.88 | 1 | 0
28.92 | 57.84 | 7.48 | 0.12502 | 0 | 57.84 | 1 | 0
32.76 | 65.52 | 7.48 | 0.12502 | 0 | 65.52 | 1 | 0
32.76 | 65.52 | 7.48 | 0.12502 | 0 | 65.52 | 1 | 0
25.64 | 51.28 | 12.23 | 0.12502 | 0 | 51.28 | 1 | 0
23.96 | 47.92 | 12.23 | 0.12502 | 0 | 47.92 | 1 | 0
23.52 | 47.04 | 12.23 | 0.12502 | 0 | 47.04 | 1 | 0
26.8 | 53.6 | 12.23 | 0.12502 | 0 | 53.6 | 1 | 0
26.52 | 53.04 | 7.48 | 0.12502 | 0 | 53.04 | 1 | 0
26.28 | 52.56 | 7.48 | 0.12502 | 0 | 52.56 | 1 | 0
26.44 | 52.88 | 7.48 | 0.12502 | 0 | 48.08 | 0.2 | 4.8
25.36 | 50.72 | 7.48 | 0.10709 | 4.8 | 50.72 | 0.91885 | 0
22.56 | 45.12 | 7.48 | 0.10709 | 0.54188 | 45.12 | 1 | 0
18.68 | 37.36 | 7.48 | 0.10709 | 0 | 37.36 | 1 | 0
15.64 | 31.28 | 7.48 | 0.10709 | 0 | 31.28 | 1 | 0
14.8 | 29.6 | 7.48 | 0.10709 | 0 | 29.6 | 1 | 0
16.68 | 33.36 | 7.48 | 0.10709 | 0 | 33.36 | 1 | 0
20.52 | 41.04 | 7.48 | 0.10709 | 0 | 41.04 | 1 | 0
18.92 | 37.84 | 7.48 | 0.10709 | 0 | 37.84 | 1 | 0
15.16 | 30.32 | 7.48 | 0.10709 | 0 | 30.32 | 1 | 0
17.16 | 34.32 | 7.48 | 0.10709 | 0 | 34.32 | 1 | 0
23.04 | 46.08 | 7.48 | 0.10709 | 0 | 46.08 | 1 | 0
23.88 | 47.76 | 7.48 | 0.10709 | 0 | 47.76 | 1 | 0
27.84 | 55.68 | 7.48 | 0.10709 | 0 | 55.68 | 1 | 0
28.2 | 56.4 | 7.48 | 0.10709 | 0 | 56.4 | 1 | 0
30.24 | 60.48 | 7.48 | 0.12502 | 0 | 60.48 | 1 | 0
32 | 64 | 7.48 | 0.12502 | 0 | 64 | 1 | 0
27.84 | 55.68 | 7.48 | 0.12502 | 0 | 55.68 | 1 | 0
25.56 | 51.12 | 12.23 | 0.12502 | 0 | 51.12 | 1 | 0
23.72 | 47.44 | 12.23 | 0.12502 | 0 | 47.44 | 1 | 0
24.88 | 49.76 | 12.23 | 0.12502 | 0 | 49.76 | 1 | 0
25.24 | 50.48 | 12.23 | 0.12502 | 0 | 50.48 | 1 | 0
25.735 | 51.47 | 7.48 | 0.12502 | 0 | 51.47 | 1 | 0
26.37 | 52.74 | 7.48 | 0.12502 | 0 | 52.74 | 1 | 0
26.315 | 52.63 | 7.48 | 0.12502 | 0 | 47.83 | 0.2 | 4.8
27.52 | 55.04 | 7.48 | 0.10709 | 4.8 | 55.04 | 0.91885 | 0
24.6 | 49.2 | 7.48 | 0.10709 | 0.54188 | 49.2 | 1 | 0
18.16 | 36.32 | 7.48 | 0.10709 | 0 | 36.32 | 1 | 0
17.76 | 35.52 | 7.48 | 0.10709 | 0 | 35.52 | 1 | 0
16.08 | 32.16 | 7.48 | 0.10709 | 0 | 32.16 | 1 | 0
15.76 | 31.52 | 7.48 | 0.10709 | 0 | 31.52 | 1 | 0
15.12 | 30.24 | 7.48 | 0.10709 | 0 | 30.24 | 1 | 0
14.72 | 29.44 | 7.48 | 0.10709 | 0 | 29.44 | 1 | 0
15.16 | 30.32 | 7.48 | 0.10709 | 0 | 30.32 | 1 | 0
17.8 | 35.6 | 7.48 | 0.10709 | 0 | 35.6 | 1 | 0
23.72 | 47.44 | 7.48 | 0.10709 | 0 | 47.44 | 1 | 0
25.08 | 50.16 | 7.48 | 0.10709 | 0 | 50.16 | 1 | 0
26.92 | 53.84 | 7.48 | 0.10709 | 0 | 53.84 | 1 | 0
25.68 | 51.36 | 7.48 | 0.10709 | 0 | 51.36 | 1 | 0
30.76 | 61.52 | 7.48 | 0.10709 | 0 | 61.52 | 1 | 0
32.32 | 64.64 | 7.48 | 0.10709 | 0 | 64.64 | 1 | 0
29.2 | 58.4 | 7.48 | 0.10709 | 0 | 58.4 | 1 | 0
26.52 | 53.04 | 7.48 | 0.10709 | 0 | 53.04 | 1 | 0
24.36 | 48.72 | 7.48 | 0.10709 | 0 | 48.72 | 1 | 0
24.48 | 48.96 | 7.48 | 0.10709 | 0 | 48.96 | 1 | 0
26.6 | 53.2 | 7.48 | 0.10709 | 0 | 53.2 | 1 | 0
24.52 | 49.04 | 7.48 | 0.10709 | 0 | 49.04 | 1 | 0
26.12 | 52.24 | 7.48 | 0.10709 | 0 | 52.24 | 1 | 0
25.6 | 51.2 | 7.48 | 0.10709 | 0 | 51.2 | 1 | 0
24.76 | 49.52 | 7.48 | 0.10709 | 0 | 49.52 | 1 | 0
23.64 | 47.28 | 7.48 | 0.10709 | 0 | 47.28 | 1 | 0
22.92 | 45.84 | 7.48 | 0.10709 | 0 | 45.84 | 1 | 0
20.56 | 41.12 | 7.48 | 0.10709 | 0 | 41.12 | 1 | 0
19.6 | 39.2 | 7.48 | 0.10709 | 0 | 39.2 | 1 | 0
18.72 | 37.44 | 7.48 | 0.10709 | 0 | 37.44 | 1 | 0
18.8 | 37.6 | 7.48 | 0.10709 | 0 | 37.6 | 1 | 0
19.96 | 39.92 | 7.48 | 0.10709 | 0 | 39.92 | 1 | 0
21.68 | 43.36 | 7.48 | 0.10709 | 0 | 43.36 | 1 | 0
16.68 | 33.36 | 7.48 | 0.10709 | 0 | 33.36 | 1 | 0
14.8578 | 29.7156 | 7.48 | 0.10709 | 0 | 29.7156 | 1 | 0
18.1689 | 36.3378 | 7.48 | 0.10709 | 0 | 36.3378 | 1 | 0
22.2934 | 44.5868 | 7.48 | 0.10709 | 0 | 44.5868 | 1 | 0
23.76 | 47.52 | 7.48 | 0.10709 | 0 | 47.52 | 1 | 0
23.72 | 47.44 | 7.48 | 0.10709 | 0 | 47.44 | 1 | 0
23.8 | 47.6 | 7.48 | 0.10709 | 0 | 47.6 | 1 | 0
22.92 | 45.84 | 7.48 | 0.10709 | 0 | 45.84 | 1 | 0
21.8 | 43.6 | 7.48 | 0.10709 | 0 | 43.6 | 1 | 0
24.104 | 48.208 | 7.48 | 0.10709 | 0 | 48.208 | 1 | 0
24.616 | 49.232 | 7.48 | 0.10709 | 0 | 49.232 | 1 | 0
25.92 | 51.84 | 7.48 | 0.10709 | 0 | 51.84 | 1 | 0
26.36 | 52.72 | 7.48 | 0.10709 | 0 | 52.72 | 1 | 0
24.12 | 48.24 | 7.48 | 0.10709 | 0 | 48.24 | 1 | 0
23.12 | 46.24 | 7.48 | 0.10709 | 0 | 46.24 | 1 | 0
22.16 | 44.32 | 7.48 | 0.10709 | 0 | 44.32 | 1 | 0
22.12 | 44.24 | 7.48 | 0.10709 | 0 | 44.24 | 1 | 0
17.88 | 35.76 | 7.48 | 0.10709 | 0 | 35.76 | 1 | 0
18.68 | 37.36 | 7.48 | 0.10709 | 0 | 37.36 | 1 | 0
16.36 | 32.72 | 7.48 | 0.10709 | 0 | 32.72 | 1 | 0
14.4 | 28.8 | 7.48 | 0.10709 | 0 | 28.8 | 1 | 0
14.2 | 28.4 | 7.48 | 0.10709 | 0 | 28.4 | 1 | 0
14.96 | 29.92 | 7.48 | 0.10709 | 0 | 29.92 | 1 | 0
16.52 | 33.04 | 7.48 | 0.10709 | 0 | 33.04 | 1 | 0
16.76 | 33.52 | 7.48 | 0.10709 | 0 | 33.52 | 1 | 0
16.52 | 33.04 | 7.48 | 0.10709 | 0 | 33.04 | 1 | 0
15.48 | 30.96 | 7.48 | 0.10709 | 0 | 30.96 | 1 | 0
22.24 | 44.48 | 7.48 | 0.10709 | 0 | 44.48 | 1 | 0
24.4 | 48.8 | 7.48 | 0.10709 | 0 | 48.8 | 1 | 0
24.16 | 48.32 | 7.48 | 0.12502 | 0 | 48.32 | 1 | 0
23.32 | 46.64 | 7.48 | 0.12502 | 0 | 46.64 | 1 | 0
22.72 | 45.44 | 7.48 | 0.12502 | 0 | 45.44 | 1 | 0
21.72 | 43.44 | 12.23 | 0.12502 | 0 | 43.44 | 1 | 0
20.72 | 41.44 | 12.23 | 0.12502 | 0 | 41.44 | 1 | 0
21.64 | 43.28 | 12.23 | 0.12502 | 0 | 43.28 | 1 | 0
22.88 | 45.76 | 12.23 | 0.12502 | 0 | 45.76 | 1 | 0
22.48 | 44.96 | 7.48 | 0.12502 | 0 | 44.96 | 1 | 0
23.2 | 46.4 | 7.48 | 0.12502 | 0 | 46.4 | 1 | 0
17.44 | 34.88 | 7.48 | 0.12502 | 0 | 30.08 | 0.2 | 4.8
15.6 | 31.2 | 7.48 | 0.10709 | 4.8 | 31.2 | 0.91885 | 0
16.68 | 33.36 | 7.48 | 0.10709 | 0.54188 | 33.36 | 1 | 0
16.44 | 32.88 | 7.48 | 0.10709 | 0 | 32.88 | 1 | 0
16.08 | 32.16 | 7.48 | 0.10709 | 0 | 32.16 | 1 | 0
16.6 | 33.2 | 7.48 | 0.10709 | 0 | 33.2 | 1 | 0
18.2 | 36.4 | 7.48 | 0.10709 | 0 | 36.4 | 1 | 0
13.96 | 27.92 | 7.48 | 0.10709 | 0 | 27.92 | 1 | 0
13.76 | 27.52 | 7.48 | 0.10709 | 0 | 27.52 | 1 | 0
14.84 | 29.68 | 7.48 | 0.10709 | 0 | 29.68 | 1 | 0
15.68 | 31.36 | 7.48 | 0.10709 | 0 | 31.36 | 1 | 0
22.4 | 44.8 | 7.48 | 0.10709 | 0 | 44.8 | 1 | 0
25.6 | 51.2 | 7.48 | 0.10709 | 0 | 51.2 | 1 | 0
27.76 | 55.52 | 7.48 | 0.10709 | 0 | 55.52 | 1 | 0
28.12 | 56.24 | 7.48 | 0.10709 | 0 | 56.24 | 1 | 0
28.96 | 57.92 | 7.48 | 0.12502 | 0 | 57.92 | 1 | 0
30.48 | 60.96 | 7.48 | 0.12502 | 0 | 60.96 | 1 | 0
27 | 54 | 7.48 | 0.12502 | 0 | 54 | 1 | 0
24.56 | 49.12 | 12.23 | 0.12502 | 0 | 49.12 | 1 | 0
24.44 | 48.88 | 12.23 | 0.12502 | 0 | 48.88 | 1 | 0
24.48 | 48.96 | 12.23 | 0.12502 | 0 | 48.96 | 1 | 0
25.32 | 50.64 | 12.23 | 0.12502 | 0 | 50.64 | 1 | 0
25.36 | 50.72 | 7.48 | 0.12502 | 0 | 50.72 | 1 | 0
26.92 | 53.84 | 7.48 | 0.12502 | 0 | 53.84 | 1 | 0
26.36 | 52.72 | 7.48 | 0.12502 | 0 | 47.92 | 0.2 | 4.8
26.44 | 52.88 | 7.48 | 0.10709 | 4.8 | 52.88 | 0.91885 | 0
24.64 | 49.28 | 7.48 | 0.10709 | 0.54188 | 49.28 | 1 | 0
15.8 | 31.6 | 7.48 | 0.10709 | 0 | 31.6 | 1 | 0
14.88 | 29.76 | 7.48 | 0.10709 | 0 | 29.76 | 1 | 0
14.12 | 28.24 | 7.48 | 0.10709 | 0 | 28.24 | 1 | 0
14.84 | 29.68 | 7.48 | 0.10709 | 0 | 29.68 | 1 | 0
13.48 | 26.96 | 7.48 | 0.10709 | 0 | 26.96 | 1 | 0
14.12 | 28.24 | 7.48 | 0.10709 | 0 | 28.24 | 1 | 0
15.08 | 30.16 | 7.48 | 0.10709 | 0 | 30.16 | 1 | 0
17.48 | 34.96 | 7.48 | 0.10709 | 0 | 34.96 | 1 | 0
23.36 | 46.72 | 7.48 | 0.10709 | 0 | 46.72 | 1 | 0
23.48 | 46.96 | 7.48 | 0.10709 | 0 | 46.96 | 1 | 0
26.04 | 52.08 | 7.48 | 0.10709 | 0 | 52.08 | 1 | 0
31.4 | 62.8 | 7.48 | 0.10709 | 0 | 62.8 | 1 | 0
27.56 | 55.12 | 7.48 | 0.12502 | 0 | 55.12 | 1 | 0
27.28 | 54.56 | 7.48 | 0.12502 | 0 | 54.56 | 1 | 0
26.2 | 52.4 | 7.48 | 0.12502 | 0 | 52.4 | 1 | 0
23.8 | 47.6 | 12.23 | 0.12502 | 0 | 47.6 | 1 | 0
22.88 | 45.76 | 12.23 | 0.12502 | 0 | 45.76 | 1 | 0
22.92 | 45.84 | 12.23 | 0.12502 | 0 | 45.84 | 1 | 0
25.04 | 50.08 | 12.23 | 0.12502 | 0 | 50.08 | 1 | 0
25.72 | 51.44 | 7.48 | 0.12502 | 0 | 51.44 | 1 | 0
25.72 | 51.44 | 7.48 | 0.12502 | 0 | 51.44 | 1 | 0
26.48 | 52.96 | 7.48 | 0.12502 | 0 | 48.16 | 0.2 | 4.8
24.48 | 48.96 | 7.48 | 0.10709 | 4.8 | 48.96 | 0.91885 | 0
19.28 | 38.56 | 7.48 | 0.10709 | 0.54188 | 38.56 | 1 | 0
14.88 | 29.76 | 7.48 | 0.10709 | 0 | 29.76 | 1 | 0
14.56 | 29.12 | 7.48 | 0.10709 | 0 | 29.12 | 1 | 0
13.96 | 27.92 | 7.48 | 0.10709 | 0 | 27.92 | 1 | 0
16.6 | 33.2 | 7.48 | 0.10709 | 0 | 33.2 | 1 | 0
18.28 | 36.56 | 7.48 | 0.10709 | 0 | 36.56 | 1 | 0
16.24 | 32.48 | 7.48 | 0.10709 | 0 | 32.48 | 1 | 0
14.8 | 29.6 | 7.48 | 0.10709 | 0 | 29.6 | 1 | 0
16.36 | 32.72 | 7.48 | 0.10709 | 0 | 32.72 | 1 | 0
22.84 | 45.68 | 7.48 | 0.10709 | 0 | 45.68 | 1 | 0
23.4 | 46.8 | 7.48 | 0.10709 | 0 | 46.8 | 1 | 0
24.16 | 48.32 | 7.48 | 0.10709 | 0 | 48.32 | 1 | 0
26.48 | 52.96 | 7.48 | 0.10709 | 0 | 52.96 | 1 | 0
28.92 | 57.84 | 7.48 | 0.12502 | 0 | 57.84 | 1 | 0
29.8 | 59.6 | 7.48 | 0.12502 | 0 | 59.6 | 1 | 0
26.52 | 53.04 | 7.48 | 0.12502 | 0 | 53.04 | 1 | 0
25.04 | 50.08 | 12.23 | 0.12502 | 0 | 50.08 | 1 | 0
24.72 | 49.44 | 12.23 | 0.12502 | 0 | 49.44 | 1 | 0
23.2 | 46.4 | 12.23 | 0.12502 | 0 | 46.4 | 1 | 0
25 | 50 | 12.23 | 0.12502 | 0 | 50 | 1 | 0
24.92 | 49.84 | 7.48 | 0.12502 | 0 | 49.84 | 1 | 0
25.56 | 51.12 | 7.48 | 0.12502 | 0 | 51.12 | 1 | 0
25.72 | 51.44 | 7.48 | 0.12502 | 0 | 46.64 | 0.2 | 4.8
24.56 | 49.12 | 7.48 | 0.10709 | 4.8 | 49.12 | 0.91885 | 0
21.64 | 43.28 | 7.48 | 0.10709 | 0.54188 | 43.28 | 1 | 0
16 | 32 | 7.48 | 0.10709 | 0 | 32 | 1 | 0
13.88 | 27.76 | 7.48 | 0.10709 | 0 | 27.76 | 1 | 0
13.56 | 27.12 | 7.48 | 0.10709 | 0 | 27.12 | 1 | 0
16.84 | 33.68 | 7.48 | 0.10709 | 0 | 33.68 | 1 | 0
18.16 | 36.32 | 7.48 | 0.10709 | 0 | 36.32 | 1 | 0
14.36 | 28.72 | 7.48 | 0.10709 | 0 | 28.72 | 1 | 0
13.2 | 26.4 | 7.48 | 0.10709 | 0 | 26.4 | 1 | 0
15 | 30 | 7.48 | 0.10709 | 0 | 30 | 1 | 0
21.72 | 43.44 | 7.48 | 0.10709 | 0 | 43.44 | 1 | 0
22.88 | 45.76 | 7.48 | 0.10709 | 0 | 45.76 | 1 | 0
25.56 | 51.12 | 7.48 | 0.10709 | 0 | 51.12 | 1 | 0
27.88 | 55.76 | 7.48 | 0.10709 | 0 | 55.76 | 1 | 0
32.48 | 64.96 | 7.48 | 0.12502 | 0 | 64.96 | 1 | 0
33.52 | 67.04 | 7.48 | 0.12502 | 0 | 65.08 | 0.67333 | 1.96
29 | 58 | 7.48 | 0.12502 | 0.8458 | 58 | 0.8 | 0
27.56 | 55.12 | 12.23 | 0.12502 | 0 | 52.72 | 0.4 | 2.4
26.88 | 53.76 | 12.23 | 0.12502 | 0 | 52.72 | 0.22667 | 1.04
25.64 | 51.28 | 12.23 | 0.12502 | 0 | 51.28 | 0.22667 | 0
26.44 | 52.88 | 12.23 | 0.12502 | 0 | 52.72 | 0.2 | 0.16
26.04 | 52.08 | 7.48 | 0.12502 | 0 | 52.08 | 0.2 | 0
26.24 | 52.48 | 7.48 | 0.12502 | 0 | 52.48 | 0.2 | 0
25.96 | 51.92 | 7.48 | 0.12502 | 0 | 51.92 | 0.2 | 0
25.92 | 51.84 | 7.48 | 0.10709 | 4.8 | 51.84 | 0.91885 | 0
23.36 | 46.72 | 7.48 | 0.10709 | 0.54188 | 46.72 | 1 | 0
20.96 | 41.92 | 7.48 | 0.10709 | 0 | 41.92 | 1 | 0
20.56 | 41.12 | 7.48 | 0.10709 | 0 | 41.12 | 1 | 0
19.96 | 39.92 | 7.48 | 0.10709 | 0 | 39.92 | 1 | 0
18.48 | 36.96 | 7.48 | 0.10709 | 0 | 36.96 | 1 | 0
14.8 | 29.6 | 7.48 | 0.10709 | 0 | 29.6 | 1 | 0
14.52 | 29.04 | 7.48 | 0.10709 | 0 | 29.04 | 1 | 0
14.96 | 29.92 | 7.48 | 0.10709 | 0 | 29.92 | 1 | 0
16.4 | 32.8 | 7.48 | 0.10709 | 0 | 32.8 | 1 | 0
23.68 | 47.36 | 7.48 | 0.10709 | 0 | 47.36 | 1 | 0
24.6 | 49.2 | 7.48 | 0.10709 | 0 | 49.2 | 1 | 0
27.36 | 54.72 | 7.48 | 0.10709 | 0 | 54.72 | 1 | 0
26.76 | 53.52 | 7.48 | 0.10709 | 0 | 53.52 | 1 | 0
27.48 | 54.96 | 7.48 | 0.10709 | 0 | 54.96 | 1 | 0
27.92 | 55.84 | 7.48 | 0.10709 | 0 | 55.84 | 1 | 0
26.88 | 53.76 | 7.48 | 0.10709 | 0 | 53.76 | 1 | 0
25.44 | 50.88 | 7.48 | 0.10709 | 0 | 50.88 | 1 | 0
24.36 | 48.72 | 7.48 | 0.10709 | 0 | 48.72 | 1 | 0
25.04 | 50.08 | 7.48 | 0.10709 | 0 | 50.08 | 1 | 0
26.24 | 52.48 | 7.48 | 0.10709 | 0 | 52.48 | 1 | 0
26.08 | 52.16 | 7.48 | 0.10709 | 0 | 52.16 | 1 | 0
26.92 | 53.84 | 7.48 | 0.10709 | 0 | 53.84 | 1 | 0
26.44 | 52.88 | 7.48 | 0.10709 | 0 | 52.88 | 1 | 0
25.44 | 50.88 | 7.48 | 0.10709 | 0 | 50.88 | 1 | 0
22.64 | 45.28 | 7.48 | 0.10709 | 0 | 45.28 | 1 | 0
20.08 | 40.16 | 7.48 | 0.10709 | 0 | 40.16 | 1 | 0
18 | 36 | 7.48 | 0.10709 | 0 | 36 | 1 | 0
17.12 | 34.24 | 7.48 | 0.10709 | 0 | 34.24 | 1 | 0
16.2 | 32.4 | 7.48 | 0.10709 | 0 | 32.4 | 1 | 0
15.4 | 30.8 | 7.48 | 0.10709 | 0 | 30.8 | 1 | 0
14.72 | 29.44 | 7.48 | 0.10709 | 0 | 29.44 | 1 | 0
15.96 | 31.92 | 7.48 | 0.10709 | 0 | 31.92 | 1 | 0
16.72 | 33.44 | 7.48 | 0.10709 | 0 | 33.44 | 1 | 0
16.4 | 32.8 | 7.48 | 0.10709 | 0 | 32.8 | 1 | 0
19.84 | 39.68 | 7.48 | 0.10709 | 0 | 39.68 | 1 | 0
21.8 | 43.6 | 7.48 | 0.10709 | 0 | 43.6 | 1 | 0
24.56 | 49.12 | 7.48 | 0.10709 | 0 | 49.12 | 1 | 0
24.5333 | 49.0667 | 7.48 | 0.10709 | 0 | 49.0667 | 1 | 0
25.2133 | 50.4267 | 7.48 | 0.10709 | 0 | 50.4267 | 1 | 0
24.12 | 48.24 | 7.48 | 0.10709 | 0 | 48.24 | 1 | 0
23.9067 | 47.8133 | 7.48 | 0.10709 | 0 | 47.8133 | 1 | 0
24.1067 | 48.2133 | 7.48 | 0.10709 | 0 | 48.2133 | 1 | 0
23.84 | 47.68 | 7.48 | 0.10709 | 0 | 47.68 | 1 | 0
26.28 | 52.56 | 7.48 | 0.10709 | 0 | 52.56 | 1 | 0
27.16 | 54.32 | 7.48 | 0.10709 | 0 | 54.32 | 1 | 0
23.56 | 47.12 | 7.48 | 0.10709 | 0 | 47.12 | 1 | 0
21.56 | 43.12 | 7.48 | 0.10709 | 0 | 43.12 | 1 | 0
21.8 | 43.6 | 7.48 | 0.10709 | 0 | 43.6 | 1 | 0
21.92 | 43.84 | 7.48 | 0.10709 | 0 | 43.84 | 1 | 0
17.28 | 34.56 | 7.48 | 0.10709 | 0 | 34.56 | 1 | 0
12.88 | 25.76 | 7.48 | 0.10709 | 0 | 25.76 | 1 | 0
15.68 | 31.36 | 7.48 | 0.10709 | 0 | 31.36 | 1 | 0
14.84 | 29.68 | 7.48 | 0.10709 | 0 | 29.68 | 1 | 0
17.72 | 35.44 | 7.48 | 0.10709 | 0 | 35.44 | 1 | 0
18.36 | 36.72 | 7.48 | 0.10709 | 0 | 36.72 | 1 | 0
17.08 | 34.16 | 7.48 | 0.10709 | 0 | 34.16 | 1 | 0
16.84 | 33.68 | 7.48 | 0.10709 | 0 | 33.68 | 1 | 0
16.4 | 32.8 | 7.48 | 0.10709 | 0 | 32.8 | 1 | 0
16.76 | 33.52 | 7.48 | 0.10709 | 0 | 33.52 | 1 | 0
21.88 | 43.76 | 7.48 | 0.10709 | 0 | 43.76 | 1 | 0
23.92 | 47.84 | 7.48 | 0.10709 | 0 | 47.84 | 1 | 0
23.16 | 46.32 | 7.48 | 0.12502 | 0 | 46.32 | 1 | 0
22.84 | 45.68 | 7.48 | 0.12502 | 0 | 45.68 | 1 | 0
23.04 | 46.08 | 7.48 | 0.12502 | 0 | 46.08 | 1 | 0
22.84 | 45.68 | 12.23 | 0.12502 | 0 | 45.68 | 1 | 0
23.02 | 46.04 | 12.23 | 0.12502 | 0 | 46.04 | 1 | 0
22.84 | 45.68 | 12.23 | 0.12502 | 0 | 45.68 | 1 | 0
24.6 | 49.2 | 12.23 | 0.12502 | 0 | 49.2 | 1 | 0
23.32 | 46.64 | 7.48 | 0.12502 | 0 | 46.64 | 1 | 0
21.32 | 42.64 | 7.48 | 0.12502 | 0 | 42.64 | 1 | 0
17 | 34 | 7.48 | 0.12502 | 0 | 29.2 | 0.2 | 4.8
16.56 | 33.12 | 7.48 | 0.10709 | 4.8 | 33.12 | 0.91885 | 0
18.44 | 36.88 | 7.48 | 0.10709 | 0.54188 | 36.88 | 1 | 0
16.52 | 33.04 | 7.48 | 0.10709 | 0 | 33.04 | 1 | 0
11.4 | 22.8 | 7.48 | 0.10709 | 0 | 22.8 | 1 | 0
10 | 20 | 7.48 | 0.10709 | 0 | 20 | 1 | 0
13.04 | 26.08 | 7.48 | 0.10709 | 0 | 26.08 | 1 | 0
14.88 | 29.76 | 7.48 | 0.10709 | 0 | 29.76 | 1 | 0
16.44 | 32.88 | 7.48 | 0.10709 | 0 | 32.88 | 1 | 0
16.16 | 32.32 | 7.48 | 0.10709 | 0 | 32.32 | 1 | 0
17.08 | 34.16 | 7.48 | 0.10709 | 0 | 34.16 | 1 | 0
22.64 | 45.28 | 7.48 | 0.10709 | 0 | 45.28 | 1 | 0
25.92 | 51.84 | 7.48 | 0.10709 | 0 | 51.84 | 1 | 0
28.72 | 57.44 | 7.48 | 0.10709 | 0 | 57.44 | 1 | 0
29.56 | 59.12 | 7.48 | 0.10709 | 0 | 59.12 | 1 | 0
34.24 | 68.48 | 7.48 | 0.12502 | 0 | 65.08 | 0.43334 | 3.4
33.24 | 66.48 | 7.48 | 0.12502 | 0 | 65.08 | 0.2 | 1.4
29 | 58 | 7.48 | 0.12502 | 0 | 58 | 0.2 | 0
26.08 | 52.16 | 12.23 | 0.12502 | 0 | 52.16 | 0.2 | 0
23.72 | 47.44 | 12.23 | 0.12502 | 0 | 47.44 | 0.2 | 0
22.08 | 44.16 | 12.23 | 0.12502 | 0 | 44.16 | 0.2 | 0
23.88 | 47.76 | 12.23 | 0.12502 | 0 | 47.76 | 0.2 | 0
26.28 | 52.56 | 7.48 | 0.12502 | 0 | 52.56 | 0.2 | 0
27.28 | 54.56 | 7.48 | 0.12502 | 0 | 54.56 | 0.2 | 0
27.08 | 54.16 | 7.48 | 0.12502 | 0 | 54.16 | 0.2 | 0
27.2 | 54.4 | 7.48 | 0.10709 | 4.8 | 54.4 | 0.91885 | 0
25.12 | 50.24 | 7.48 | 0.10709 | 0.54188 | 50.24 | 1 | 0
18.56 | 37.12 | 7.48 | 0.10709 | 0 | 37.12 | 1 | 0
12.08 | 24.16 | 7.48 | 0.10709 | 0 | 24.16 | 1 | 0
10.28 | 20.56 | 7.48 | 0.10709 | 0 | 20.56 | 1 | 0
13.16 | 26.32 | 7.48 | 0.10709 | 0 | 26.32 | 1 | 0
16.32 | 32.64 | 7.48 | 0.10709 | 0 | 32.64 | 1 | 0
16.68 | 33.36 | 7.48 | 0.10709 | 0 | 33.36 | 1 | 0
16.12 | 32.24 | 7.48 | 0.10709 | 0 | 32.24 | 1 | 0
17.6 | 35.2 | 7.48 | 0.10709 | 0 | 35.2 | 1 | 0
21.88 | 43.76 | 7.48 | 0.10709 | 0 | 43.76 | 1 | 0
23.96 | 47.92 | 7.48 | 0.10709 | 0 | 47.92 | 1 | 0
26 | 52 | 7.48 | 0.10709 | 0 | 52 | 1 | 0
26.6 | 53.2 | 7.48 | 0.10709 | 0 | 53.2 | 1 | 0
27.4 | 54.8 | 7.48 | 0.12502 | 0 | 54.8 | 1 | 0
27.4 | 54.8 | 7.48 | 0.12502 | 0 | 54.8 | 1 | 0
25.56 | 51.12 | 7.48 | 0.12502 | 0 | 51.12 | 1 | 0
24.8 | 49.6 | 12.23 | 0.12502 | 0 | 49.6 | 1 | 0
23.24 | 46.48 | 12.23 | 0.12502 | 0 | 46.48 | 1 | 0
22.88 | 45.76 | 12.23 | 0.12502 | 0 | 45.76 | 1 | 0
25.72 | 51.44 | 12.23 | 0.12502 | 0 | 51.44 | 1 | 0
26.44 | 52.88 | 7.48 | 0.12502 | 0 | 52.88 | 1 | 0
26.08 | 52.16 | 7.48 | 0.12502 | 0 | 52.16 | 1 | 0
26.08 | 52.16 | 7.48 | 0.12502 | 0 | 47.36 | 0.2 | 4.8
25.56 | 51.12 | 7.48 | 0.10709 | 4.8 | 51.12 | 0.91885 | 0
19.84 | 39.68 | 7.48 | 0.10709 | 0.54188 | 39.68 | 1 | 0
15.12 | 30.24 | 7.48 | 0.10709 | 0 | 30.24 | 1 | 0
10.4 | 20.8 | 7.48 | 0.10709 | 0 | 20.8 | 1 | 0
8.52 | 17.04 | 7.48 | 0.10709 | 0 | 17.04 | 1 | 0
10.48 | 20.96 | 7.48 | 0.10709 | 0 | 20.96 | 1 | 0
13.4 | 26.8 | 7.48 | 0.10709 | 0 | 26.8 | 1 | 0
15.08 | 30.16 | 7.48 | 0.10709 | 0 | 30.16 | 1 | 0
15.52 | 31.04 | 7.48 | 0.10709 | 0 | 31.04 | 1 | 0
17 | 34 | 7.48 | 0.10709 | 0 | 34 | 1 | 0
22.36 | 44.72 | 7.48 | 0.10709 | 0 | 44.72 | 1 | 0
23.8 | 47.6 | 7.48 | 0.10709 | 0 | 47.6 | 1 | 0
29 | 58 | 7.48 | 0.10709 | 0 | 58 | 1 | 0
32.28 | 64.56 | 7.48 | 0.10709 | 0 | 64.56 | 1 | 0
33.92 | 67.84 | 7.48 | 0.12502 | 0 | 65.08 | 0.54 | 2.76
32.64 | 65.28 | 7.48 | 0.12502 | 0 | 65.08 | 0.50667 | 0.2
29.48 | 58.96 | 7.48 | 0.12502 | 3.2942 | 58.96 | 1 | 0
28 | 56 | 12.23 | 0.12502 | 0 | 52.72 | 0.45334 | 3.28
27.12 | 54.24 | 12.23 | 0.12502 | 0 | 52.72 | 0.2 | 1.52
25.6 | 51.2 | 12.23 | 0.12502 | 0 | 51.2 | 0.2 | 0
25.84 | 51.68 | 12.23 | 0.12502 | 0 | 51.68 | 0.2 | 0
26.36 | 52.72 | 7.48 | 0.12502 | 0 | 52.72 | 0.2 | 0
26 | 52 | 7.48 | 0.12502 | 0 | 52 | 0.2 | 0
26.28 | 52.56 | 7.48 | 0.12502 | 0 | 52.56 | 0.2 | 0
25.1333 | 50.2667 | 7.48 | 0.10709 | 4.8 | 50.2667 | 0.91885 | 0
22.04 | 44.08 | 7.48 | 0.10709 | 0.54188 | 44.08 | 1 | 0
18.2267 | 36.4533 | 7.48 | 0.10709 | 0 | 36.4533 | 1 | 0
16.04 | 32.08 | 7.48 | 0.10709 | 0 | 32.08 | 1 | 0
13.0133 | 26.0267 | 7.48 | 0.10709 | 0 | 26.0267 | 1 | 0
10.76 | 21.52 | 7.48 | 0.10709 | 0 | 21.52 | 1 | 0
13.64 | 27.28 | 7.48 | 0.10709 | 0 | 27.28 | 1 | 0
14.96 | 29.92 | 7.48 | 0.10709 | 0 | 29.92 | 1 | 0
15.72 | 31.44 | 7.48 | 0.10709 | 0 | 31.44 | 1 | 0
15.6 | 31.2 | 7.48 | 0.10709 | 0 | 31.2 | 1 | 0
19.92 | 39.84 | 7.48 | 0.10709 | 0 | 39.84 | 1 | 0
23.08 | 46.16 | 7.48 | 0.10709 | 0 | 46.16 | 1 | 0
26.8 | 53.6 | 7.48 | 0.10709 | 0 | 53.6 | 1 | 0
27.44 | 54.88 | 7.48 | 0.10709 | 0 | 54.88 | 1 | 0
29.16 | 58.32 | 7.48 | 0.12502 | 0 | 58.32 | 1 | 0
31.84 | 63.68 | 7.48 | 0.12502 | 0 | 63.68 | 1 | 0
27.96 | 55.92 | 7.48 | 0.12502 | 0 | 55.92 | 1 | 0
24.8 | 49.6 | 12.23 | 0.12502 | 0 | 49.6 | 1 | 0
24.24 | 48.48 | 12.23 | 0.12502 | 0 | 48.48 | 1 | 0
24.88 | 49.76 | 12.23 | 0.12502 | 0 | 49.76 | 1 | 0
27.12 | 54.24 | 12.23 | 0.12502 | 0 | 52.72 | 0.74667 | 1.52
26.08 | 52.16 | 7.48 | 0.12502 | 0 | 52.16 | 0.74667 | 0
26 | 52 | 7.48 | 0.12502 | 0 | 52 | 0.74667 | 0
25.64 | 51.28 | 7.48 | 0.12502 | 0 | 48 | 0.2 | 3.28
25.72 | 51.44 | 7.48 | 0.10709 | 4.8 | 51.44 | 0.91885 | 0
24.04 | 48.08 | 7.48 | 0.10709 | 0.54188 | 48.08 | 1 | 0
16.08 | 32.16 | 7.48 | 0.10709 | 0 | 32.16 | 1 | 0
10.2 | 20.4 | 7.48 | 0.10709 | 0 | 20.4 | 1 | 0
8.56 | 17.12 | 7.48 | 0.10709 | 0 | 17.12 | 1 | 0
9.72 | 19.44 | 7.48 | 0.10709 | 0 | 19.44 | 1 | 0
12.76 | 25.52 | 7.48 | 0.10709 | 0 | 25.52 | 1 | 0
14.8 | 29.6 | 7.48 | 0.10709 | 0 | 29.6 | 1 | 0
15.28 | 30.56 | 7.48 | 0.10709 | 0 | 30.56 | 1 | 0
15.68 | 31.36 | 7.48 | 0.10709 | 0 | 31.36 | 1 | 0
22.92 | 45.84 | 7.48 | 0.10709 | 0 | 45.84 | 1 | 0
24.44 | 48.88 | 7.48 | 0.10709 | 0 | 48.88 | 1 | 0
25.96 | 51.92 | 7.48 | 0.10709 | 0 | 51.92 | 1 | 0
29.6 | 59.2 | 7.48 | 0.10709 | 0 | 59.2 | 1 | 0
30.68 | 61.36 | 7.48 | 0.10709 | 0 | 61.36 | 1 | 0
29.2 | 58.4 | 7.48 | 0.10709 | 0 | 58.4 | 1 | 0
26.68 | 53.36 | 7.48 | 0.10709 | 0 | 53.36 | 1 | 0
25.76 | 51.52 | 7.48 | 0.10709 | 0 | 51.52 | 1 | 0
27.4 | 54.8 | 7.48 | 0.10709 | 0 | 54.8 | 1 | 0
23.68 | 47.36 | 7.48 | 0.10709 | 0 | 47.36 | 1 | 0
23.86 | 47.72 | 7.48 | 0.10709 | 0 | 47.72 | 1 | 0
24.88 | 49.76 | 7.48 | 0.10709 | 0 | 49.76 | 1 | 0
25.96 | 51.92 | 7.48 | 0.10709 | 0 | 51.92 | 1 | 0
26.12 | 52.24 | 7.48 | 0.10709 | 0 | 52.24 | 1 | 0
24.9371 | 49.8743 | 7.48 | 0.10709 | 0 | 49.8743 | 1 | 0
22.7428 | 45.4856 | 7.48 | 0.10709 | 0 | 45.4856 | 1 | 0
23.6 | 47.2 | 7.48 | 0.10709 | 0 | 47.2 | 1 | 0
16.6 | 33.2 | 7.48 | 0.10709 | 0 | 33.2 | 1 | 0
13.96 | 27.92 | 7.48 | 0.10709 | 0 | 27.92 | 1 | 0
13.6 | 27.2 | 7.48 | 0.10709 | 0 | 27.2 | 1 | 0
17.68 | 35.36 | 7.48 | 0.10709 | 0 | 35.36 | 1 | 0
15.36 | 30.72 | 7.48 | 0.10709 | 0 | 30.72 | 1 | 0
15.88 | 31.76 | 7.48 | 0.10709 | 0 | 31.76 | 1 | 0
15.72 | 31.44 | 7.48 | 0.10709 | 0 | 31.44 | 1 | 0
17.28 | 34.56 | 7.48 | 0.10709 | 0 | 34.56 | 1 | 0
21.12 | 42.24 | 7.48 | 0.10709 | 0 | 42.24 | 1 | 0
23.92 | 47.84 | 7.48 | 0.10709 | 0 | 47.84 | 1 | 0
24.28 | 48.56 | 7.48 | 0.10709 | 0 | 48.56 | 1 | 0
23.52 | 47.04 | 7.48 | 0.10709 | 0 | 47.04 | 1 | 0
23.96 | 47.92 | 7.48 | 0.10709 | 0 | 47.92 | 1 | 0
23.56 | 47.12 | 7.48 | 0.10709 | 0 | 47.12 | 1 | 0
23.12 | 46.24 | 7.48 | 0.10709 | 0 | 46.24 | 1 | 0
21.64 | 43.28 | 7.48 | 0.10709 | 0 | 43.28 | 1 | 0
21.56 | 43.12 | 7.48 | 0.10709 | 0 | 43.12 | 1 | 0
21.72 | 43.44 | 7.48 | 0.10709 | 0 | 43.44 | 1 | 0
22.6 | 45.2 | 7.48 | 0.10709 | 0 | 45.2 | 1 | 0
21.96 | 43.92 | 7.48 | 0.10709 | 0 | 43.92 | 1 | 0
22.04 | 44.08 | 7.48 | 0.10709 | 0 | 44.08 | 1 | 0
21.08 | 42.16 | 7.48 | 0.10709 | 0 | 42.16 | 1 | 0
21.24 | 42.48 | 7.48 | 0.10709 | 0 | 42.48 | 1 | 0
21 | 42 | 7.48 | 0.10709 | 0 | 42 | 1 | 0
17.84 | 35.68 | 7.48 | 0.10709 | 0 | 35.68 | 1 | 0
14 | 28 | 7.48 | 0.10709 | 0 | 28 | 1 | 0
13.44 | 26.88 | 7.48 | 0.10709 | 0 | 26.88 | 1 | 0
3.92 | 7.84 | 7.48 | 0.10709 | 0 | 7.84 | 1 | 0
14.64 | 29.28 | 7.48 | 0.10709 | 0 | 29.28 | 1 | 0
21.08 | 42.16 | 7.48 | 0.10709 | 0 | 42.16 | 1 | 0
19.72 | 39.44 | 7.48 | 0.10709 | 0 | 39.44 | 1 | 0
15.12 | 30.24 | 7.48 | 0.10709 | 0 | 30.24 | 1 | 0
15.8 | 31.6 | 7.48 | 0.10709 | 0 | 31.6 | 1 | 0
22.68 | 45.36 | 7.48 | 0.10709 | 0 | 45.36 | 1 | 0
21.96 | 43.92 | 7.48 | 0.10709 | 0 | 43.92 | 1 | 0
22.48 | 44.96 | 7.48 | 0.12502 | 0 | 44.96 | 1 | 0
22.96 | 45.92 | 7.48 | 0.12502 | 0 | 45.92 | 1 | 0
23.9333 | 47.8667 | 7.48 | 0.12502 | 0 | 47.8667 | 1 | 0
24.0867 | 48.1733 | 12.23 | 0.12502 | 0 | 48.1733 | 1 | 0
22.88 | 45.76 | 12.23 | 0.12502 | 0 | 45.76 | 1 | 0
22.8 | 45.6 | 12.23 | 0.12502 | 0 | 45.6 | 1 | 0
21.72 | 43.44 | 12.23 | 0.12502 | 0 | 43.44 | 1 | 0
23.04 | 46.08 | 7.48 | 0.12502 | 0 | 46.08 | 1 | 0
20.88 | 41.76 | 7.48 | 0.12502 | 0 | 41.76 | 1 | 0
19.64 | 39.28 | 7.48 | 0.12502 | 0 | 34.48 | 0.2 | 4.8
19.96 | 39.92 | 7.48 | 0.10709 | 4.8 | 39.92 | 0.91885 | 0
21.76 | 43.52 | 7.48 | 0.10709 | 0.54188 | 43.52 | 1 | 0
21.56 | 43.12 | 7.48 | 0.10709 | 0 | 43.12 | 1 | 0
17.04 | 34.08 | 7.48 | 0.10709 | 0 | 34.08 | 1 | 0
15.72 | 31.44 | 7.48 | 0.10709 | 0 | 31.44 | 1 | 0
12.4 | 24.8 | 7.48 | 0.10709 | 0 | 24.8 | 1 | 0
10.9829 | 21.9657 | 7.48 | 0.10709 | 0 | 21.9657 | 1 | 0
13.8172 | 27.6344 | 7.48 | 0.10709 | 0 | 27.6344 | 1 | 0
14.52 | 29.04 | 7.48 | 0.10709 | 0 | 29.04 | 1 | 0
15.6 | 31.2 | 7.48 | 0.10709 | 0 | 31.2 | 1 | 0
21.84 | 43.68 | 7.48 | 0.10709 | 0 | 43.68 | 1 | 0
25.64 | 51.28 | 7.48 | 0.10709 | 0 | 51.28 | 1 | 0
28.16 | 56.32 | 7.48 | 0.10709 | 0 | 56.32 | 1 | 0
27.64 | 55.28 | 7.48 | 0.10709 | 0 | 55.28 | 1 | 0
26.6 | 53.2 | 7.48 | 0.12502 | 0 | 53.2 | 1 | 0
30 | 60 | 7.48 | 0.12502 | 0 | 60 | 1 | 0
30.92 | 61.84 | 7.48 | 0.12502 | 0 | 61.84 | 1 | 0
23.52 | 47.04 | 12.23 | 0.12502 | 0 | 47.04 | 1 | 0
23.92 | 47.84 | 12.23 | 0.12502 | 0 | 47.84 | 1 | 0
21.76 | 43.52 | 12.23 | 0.12502 | 0 | 43.52 | 1 | 0
21.84 | 43.68 | 12.23 | 0.12502 | 0 | 43.68 | 1 | 0
24.8 | 49.6 | 7.48 | 0.12502 | 0 | 49.6 | 1 | 0
26.28 | 52.56 | 7.48 | 0.12502 | 0 | 52.56 | 1 | 0
28.08 | 56.16 | 7.48 | 0.12502 | 0 | 51.36 | 0.2 | 4.8
27.4 | 54.8 | 7.48 | 0.10709 | 4.8 | 54.8 | 0.91885 | 0
25.92 | 51.84 | 7.48 | 0.10709 | 0.54188 | 51.84 | 1 | 0
18.04 | 36.08 | 7.48 | 0.10709 | 0 | 36.08 | 1 | 0
13.64 | 27.28 | 7.48 | 0.10709 | 0 | 27.28 | 1 | 0
12 | 24 | 7.48 | 0.10709 | 0 | 24 | 1 | 0
11.6 | 23.2 | 7.48 | 0.10709 | 0 | 23.2 | 1 | 0
16 | 32 | 7.48 | 0.10709 | 0 | 32 | 1 | 0
15.12 | 30.24 | 7.48 | 0.10709 | 0 | 30.24 | 1 | 0
13.8 | 27.6 | 7.48 | 0.10709 | 0 | 27.6 | 1 | 0
17.12 | 34.24 | 7.48 | 0.10709 | 0 | 34.24 | 1 | 0
23.92 | 47.84 | 7.48 | 0.10709 | 0 | 47.84 | 1 | 0
24 | 48 | 7.48 | 0.10709 | 0 | 48 | 1 | 0
25.96 | 51.92 | 7.48 | 0.10709 | 0 | 51.92 | 1 | 0
25.6 | 51.2 | 7.48 | 0.10709 | 0 | 51.2 | 1 | 0
25.58 | 51.16 | 7.48 | 0.12502 | 0 | 51.16 | 1 | 0
25.88 | 51.76 | 7.48 | 0.12502 | 0 | 51.76 | 1 | 0
25.08 | 50.16 | 7.48 | 0.12502 | 0 | 50.16 | 1 | 0
24.72 | 49.44 | 12.23 | 0.12502 | 0 | 49.44 | 1 | 0
24.84 | 49.68 | 12.23 | 0.12502 | 0 | 49.68 | 1 | 0
24 | 48 | 12.23 | 0.12502 | 0 | 48 | 1 | 0
24.56 | 49.12 | 12.23 | 0.12502 | 0 | 49.12 | 1 | 0
25.84 | 51.68 | 7.48 | 0.12502 | 0 | 51.68 | 1 | 0
26.28 | 52.56 | 7.48 | 0.12502 | 0 | 52.56 | 1 | 0
25.88 | 51.76 | 7.48 | 0.12502 | 0 | 46.96 | 0.2 | 4.8
25.2 | 50.4 | 7.48 | 0.10709 | 4.8 | 50.4 | 0.91885 | 0
20.24 | 40.48 | 7.48 | 0.10709 | 0.54188 | 40.48 | 1 | 0
18.64 | 37.28 | 7.48 | 0.10709 | 0 | 37.28 | 1 | 0
13.64 | 27.28 | 7.48 | 0.10709 | 0 | 27.28 | 1 | 0
12.2 | 24.4 | 7.48 | 0.10709 | 0 | 24.4 | 1 | 0
12.32 | 24.64 | 7.48 | 0.10709 | 0 | 24.64 | 1 | 0
15.72 | 31.44 | 7.48 | 0.10709 | 0 | 31.44 | 1 | 0
15.44 | 30.88 | 7.48 | 0.10709 | 0 | 30.88 | 1 | 0
14.36 | 28.72 | 7.48 | 0.10709 | 0 | 28.72 | 1 | 0
16.48 | 32.96 | 7.48 | 0.10709 | 0 | 32.96 | 1 | 0
24.32 | 48.64 | 7.48 | 0.10709 | 0 | 48.64 | 1 | 0
25.52 | 51.04 | 7.48 | 0.10709 | 0 | 51.04 | 1 | 0
27.4 | 54.8 | 7.48 | 0.10709 | 0 | 54.8 | 1 | 0
28.32 | 56.64 | 7.48 | 0.10709 | 0 | 56.64 | 1 | 0
32.28 | 64.56 | 7.48 | 0.12502 | 0 | 64.56 | 1 | 0
29.4 | 58.8 | 7.48 | 0.12502 | 0 | 58.8 | 1 | 0
27.08 | 54.16 | 7.48 | 0.12502 | 0 | 54.16 | 1 | 0
25.36 | 50.72 | 12.23 | 0.12502 | 0 | 50.72 | 1 | 0
25.8 | 51.6 | 12.23 | 0.12502 | 0 | 51.6 | 1 | 0
24.72 | 49.44 | 12.23 | 0.12502 | 0 | 49.44 | 1 | 0
25.72 | 51.44 | 12.23 | 0.12502 | 0 | 51.44 | 1 | 0
27.16 | 54.32 | 7.48 | 0.12502 | 0 | 54.32 | 1 | 0
26.48 | 52.96 | 7.48 | 0.12502 | 0 | 52.96 | 1 | 0
26.6 | 53.2 | 7.48 | 0.12502 | 0 | 48.4 | 0.2 | 4.8
26.64 | 53.28 | 7.48 | 0.10709 | 4.8 | 53.28 | 0.91885 | 0
25.08 | 50.16 | 7.48 | 0.10709 | 0.54188 | 50.16 | 1 | 0
18.72 | 37.44 | 7.48 | 0.10709 | 0 | 37.44 | 1 | 0
10.8 | 21.6 | 7.48 | 0.10709 | 0 | 21.6 | 1 | 0
8.68 | 17.36 | 7.48 | 0.10709 | 0 | 17.36 | 1 | 0
9.28 | 18.56 | 7.48 | 0.10709 | 0 | 18.56 | 1 | 0
16.92 | 33.84 | 7.48 | 0.10709 | 0 | 33.84 | 1 | 0
17.16 | 34.32 | 7.48 | 0.10709 | 0 | 34.32 | 1 | 0
14.92 | 29.84 | 7.48 | 0.10709 | 0 | 29.84 | 1 | 0
18.04 | 36.08 | 7.48 | 0.10709 | 0 | 36.08 | 1 | 0
25.6 | 51.2 | 7.48 | 0.10709 | 0 | 51.2 | 1 | 0
25.92 | 51.84 | 7.48 | 0.10709 | 0 | 51.84 | 1 | 0
27.64 | 55.28 | 7.48 | 0.10709 | 0 | 55.28 | 1 | 0
27.48 | 54.96 | 7.48 | 0.10709 | 0 | 54.96 | 1 | 0
28.28 | 56.56 | 7.48 | 0.12502 | 0 | 56.56 | 1 | 0
30.488 | 60.976 | 7.48 | 0.12502 | 0 | 60.976 | 1 | 0
26.672 | 53.344 | 7.48 | 0.12502 | 0 | 53.344 | 1 | 0
23.96 | 47.92 | 12.23 | 0.12502 | 0 | 47.92 | 1 | 0
23.64 | 47.28 | 12.23 | 0.12502 | 0 | 47.28 | 1 | 0
23.56 | 47.12 | 12.23 | 0.12502 | 0 | 47.12 | 1 | 0
24.68 | 49.36 | 12.23 | 0.12502 | 0 | 49.36 | 1 | 0
26.44 | 52.88 | 7.48 | 0.12502 | 0 | 52.88 | 1 | 0
26.56 | 53.12 | 7.48 | 0.12502 | 0 | 53.12 | 1 | 0
24.8 | 49.6 | 7.48 | 0.12502 | 0 | 44.8 | 0.2 | 4.8
25.16 | 50.32 | 7.48 | 0.10709 | 4.8 | 50.32 | 0.91885 | 0
22.4 | 44.8 | 7.48 | 0.10709 | 0.54188 | 44.8 | 1 | 0
19.4 | 38.8 | 7.48 | 0.10709 | 0 | 38.8 | 1 | 0
15.5467 | 31.0933 | 7.48 | 0.10709 | 0 | 31.0933 | 1 | 0
15.0133 | 30.0267 | 7.48 | 0.10709 | 0 | 30.0267 | 1 | 0
14.6533 | 29.3067 | 7.48 | 0.10709 | 0 | 29.3067 | 1 | 0
14.2267 | 28.4533 | 7.48 | 0.10709 | 0 | 28.4533 | 1 | 0
14.68 | 29.36 | 7.48 | 0.10709 | 0 | 29.36 | 1 | 0
15.1333 | 30.2667 | 7.48 | 0.10709 | 0 | 30.2667 | 1 | 0
16.6267 | 33.2533 | 7.48 | 0.10709 | 0 | 33.2533 | 1 | 0
23.44 | 46.88 | 7.48 | 0.10709 | 0 | 46.88 | 1 | 0
26.08 | 52.16 | 7.48 | 0.10709 | 0 | 52.16 | 1 | 0
28.36 | 56.72 | 7.48 | 0.10709 | 0 | 56.72 | 1 | 0
27.24 | 54.48 | 7.48 | 0.10709 | 0 | 54.48 | 1 | 0
29.4 | 58.8 | 7.48 | 0.10709 | 0 | 58.8 | 1 | 0
28.68 | 57.36 | 7.48 | 0.10709 | 0 | 57.36 | 1 | 0
28.12 | 56.24 | 7.48 | 0.10709 | 0 | 56.24 | 1 | 0
25.92 | 51.84 | 7.48 | 0.10709 | 0 | 51.84 | 1 | 0
25.48 | 50.96 | 7.48 | 0.10709 | 0 | 50.96 | 1 | 0
25.92 | 51.84 | 7.48 | 0.10709 | 0 | 51.84 | 1 | 0
26.08 | 52.16 | 7.48 | 0.10709 | 0 | 52.16 | 1 | 0
28 | 56 | 7.48 | 0.10709 | 0 | 56 | 1 | 0
28.96 | 57.92 | 7.48 | 0.10709 | 0 | 57.92 | 1 | 0
28.72 | 57.44 | 7.48 | 0.10709 | 0 | 57.44 | 1 | 0
28.32 | 56.64 | 7.48 | 0.10709 | 0 | 56.64 | 1 | 0
26.28 | 52.56 | 7.48 | 0.10709 | 0 | 52.56 | 1 | 0
25 | 50 | 7.48 | 0.10709 | 0 | 50 | 1 | 0
19.72 | 39.44 | 7.48 | 0.10709 | 0 | 39.44 | 1 | 0
15.44 | 30.88 | 7.48 | 0.10709 | 0 | 30.88 | 1 | 0
14.04 | 28.08 | 7.48 | 0.10709 | 0 | 28.08 | 1 | 0
15.6 | 31.2 | 7.48 | 0.10709 | 0 | 31.2 | 1 | 0
18.12 | 36.24 | 7.48 | 0.10709 | 0 | 36.24 | 1 | 0
19.72 | 39.44 | 7.48 | 0.10709 | 0 | 39.44 | 1 | 0
16.4 | 32.8 | 7.48 | 0.10709 | 0 | 32.8 | 1 | 0
16.28 | 32.56 | 7.48 | 0.10709 | 0 | 32.56 | 1 | 0
23.84 | 47.68 | 7.48 | 0.10709 | 0 | 47.68 | 1 | 0
23.68 | 47.36 | 7.48 | 0.10709 | 0 | 47.36 | 1 | 0
22.8 | 45.6 | 7.48 | 0.10709 | 0 | 45.6 | 1 | 0
23.84 | 47.68 | 7.48 | 0.10709 | 0 | 47.68 | 1 | 0
25 | 50 | 7.48 | 0.10709 | 0 | 50 | 1 | 0
24.92 | 49.84 | 7.48 | 0.10709 | 0 | 49.84 | 1 | 0
25.32 | 50.64 | 7.48 | 0.10709 | 0 | 50.64 | 1 | 0
24.8 | 49.6 | 7.48 | 0.10709 | 0 | 49.6 | 1 | 0
24.48 | 48.96 | 7.48 | 0.10709 | 0 | 48.96 | 1 | 0
23.52 | 47.04 | 7.48 | 0.10709 | 0 | 47.04 | 1 | 0
23.4667 | 46.9333 | 7.48 | 0.10709 | 0 | 46.9333 | 1 | 0
21.96 | 43.92 | 7.48 | 0.10709 | 0 | 43.92 | 1 | 0
20.9733 | 41.9467 | 7.48 | 0.10709 | 0 | 41.9467 | 1 | 0
20.7867 | 41.5733 | 7.48 | 0.10709 | 0 | 41.5733 | 1 | 0
23.64 | 47.28 | 7.48 | 0.10709 | 0 | 47.28 | 1 | 0
21.84 | 43.68 | 7.48 | 0.10709 | 0 | 43.68 | 1 | 0
19.68 | 39.36 | 7.48 | 0.10709 | 0 | 39.36 | 1 | 0
16.56 | 33.12 | 7.48 | 0.10709 | 0 | 33.12 | 1 | 0
15.24 | 30.48 | 7.48 | 0.10709 | 0 | 30.48 | 1 | 0
18.04 | 36.08 | 7.48 | 0.10709 | 0 | 36.08 | 1 | 0
18.72 | 37.44 | 7.48 | 0.10709 | 0 | 37.44 | 1 | 0
19.24 | 38.48 | 7.48 | 0.10709 | 0 | 38.48 | 1 | 0
17.04 | 34.08 | 7.48 | 0.10709 | 0 | 34.08 | 1 | 0
17.52 | 35.04 | 7.48 | 0.10709 | 0 | 35.04 | 1 | 0
18.32 | 36.64 | 7.48 | 0.10709 | 0 | 36.64 | 1 | 0
23.56 | 47.12 | 7.48 | 0.10709 | 0 | 47.12 | 1 | 0
24.12 | 48.24 | 7.48 | 0.10709 | 0 | 48.24 | 1 | 0
24 | 48 | 7.48 | 0.12502 | 0 | 48 | 1 | 0
22.72 | 45.44 | 7.48 | 0.12502 | 0 | 45.44 | 1 | 0
22.5067 | 45.0133 | 7.48 | 0.12502 | 0 | 45.0133 | 1 | 0
23.28 | 46.56 | 12.23 | 0.12502 | 0 | 46.56 | 1 | 0
22.76 | 45.52 | 12.23 | 0.12502 | 0 | 45.52 | 1 | 0
22.68 | 45.36 | 12.23 | 0.12502 | 0 | 45.36 | 1 | 0
22.64 | 45.28 | 12.23 | 0.12502 | 0 | 45.28 | 1 | 0
23.36 | 46.72 | 7.48 | 0.12502 | 0 | 46.72 | 1 | 0
22.9733 | 45.9467 | 7.48 | 0.12502 | 0 | 45.9467 | 1 | 0
18.0933 | 36.1867 | 7.48 | 0.12502 | 0 | 31.3867 | 0.2 | 4.8
17.48 | 34.96 | 7.48 | 0.10709 | 4.8 | 34.96 | 0.91885 | 0
17.9733 | 35.9467 | 7.48 | 0.10709 | 0.54188 | 35.9467 | 1 | 0
17.32 | 34.64 | 7.48 | 0.10709 | 0 | 34.64 | 1 | 0
15.12 | 30.24 | 7.48 | 0.10709 | 0 | 30.24 | 1 | 0
14.16 | 28.32 | 7.48 | 0.10709 | 0 | 28.32 | 1 | 0
12.52 | 25.04 | 7.48 | 0.10709 | 0 | 25.04 | 1 | 0
11.84 | 23.68 | 7.48 | 0.10709 | 0 | 23.68 | 1 | 0
12.72 | 25.44 | 7.48 | 0.10709 | 0 | 25.44 | 1 | 0
13.24 | 26.48 | 7.48 | 0.10709 | 0 | 26.48 | 1 | 0
16.12 | 32.24 | 7.48 | 0.10709 | 0 | 32.24 | 1 | 0
21.4 | 42.8 | 7.48 | 0.10709 | 0 | 42.8 | 1 | 0
23.12 | 46.24 | 7.48 | 0.10709 | 0 | 46.24 | 1 | 0
29.12 | 58.24 | 7.48 | 0.10709 | 0 | 58.24 | 1 | 0
28.72 | 57.44 | 7.48 | 0.10709 | 0 | 57.44 | 1 | 0
29.68 | 59.36 | 7.48 | 0.12502 | 0 | 59.36 | 1 | 0
32.52 | 65.04 | 7.48 | 0.12502 | 0 | 65.04 | 1 | 0
27.72 | 55.44 | 7.48 | 0.12502 | 0 | 55.44 | 1 | 0
25.64 | 51.28 | 12.23 | 0.12502 | 0 | 51.28 | 1 | 0
24.32 | 48.64 | 12.23 | 0.12502 | 0 | 48.64 | 1 | 0
23.6 | 47.2 | 12.23 | 0.12502 | 0 | 47.2 | 1 | 0
22.12 | 44.24 | 12.23 | 0.12502 | 0 | 44.24 | 1 | 0
26.56 | 53.12 | 7.48 | 0.12502 | 0 | 53.12 | 1 | 0
27.76 | 55.52 | 7.48 | 0.12502 | 0 | 55.52 | 1 | 0
27.44 | 54.88 | 7.48 | 0.12502 | 0 | 50.08 | 0.2 | 4.8
26.8 | 53.6 | 7.48 | 0.10709 | 4.8 | 53.6 | 0.91885 | 0
25.32 | 50.64 | 7.48 | 0.10709 | 0.54188 | 50.64 | 1 | 0
20 | 40 | 7.48 | 0.10709 | 0 | 40 | 1 | 0
13.04 | 26.08 | 7.48 | 0.10709 | 0 | 26.08 | 1 | 0
9.88 | 19.76 | 7.48 | 0.10709 | 0 | 19.76 | 1 | 0
11.8 | 23.6 | 7.48 | 0.10709 | 0 | 23.6 | 1 | 0
13.6 | 27.2 | 7.48 | 0.10709 | 0 | 27.2 | 1 | 0
13.68 | 27.36 | 7.48 | 0.10709 | 0 | 27.36 | 1 | 0
14.2 | 28.4 | 7.48 | 0.10709 | 0 | 28.4 | 1 | 0
18.4 | 36.8 | 7.48 | 0.10709 | 0 | 36.8 | 1 | 0
25.64 | 51.28 | 7.48 | 0.10709 | 0 | 51.28 | 1 | 0
25 | 50 | 7.48 | 0.10709 | 0 | 50 | 1 | 0
28.28 | 56.56 | 7.48 | 0.10709 | 0 | 56.56 | 1 | 0
27.92 | 55.84 | 7.48 | 0.10709 | 0 | 55.84 | 1 | 0
29.88 | 59.76 | 7.48 | 0.12502 | 0 | 59.76 | 1 | 0
31.92 | 63.84 | 7.48 | 0.12502 | 0 | 63.84 | 1 | 0
26.68 | 53.36 | 7.48 | 0.12502 | 0 | 53.36 | 1 | 0
26.8 | 53.6 | 12.23 | 0.12502 | 0 | 52.72 | 0.85334 | 0.88
26.16 | 52.32 | 12.23 | 0.12502 | 0 | 52.32 | 0.85334 | 0
26.32 | 52.64 | 12.23 | 0.12502 | 0 | 52.64 | 0.85334 | 0
25.68 | 51.36 | 12.23 | 0.12502 | 0 | 51.36 | 0.85334 | 0
28.28 | 56.56 | 7.48 | 0.12502 | 0 | 56.56 | 0.85334 | 0
25.44 | 50.88 | 7.48 | 0.12502 | 0 | 50.88 | 0.85334 | 0
25.16 | 50.32 | 7.48 | 0.12502 | 0 | 46.4 | 0.2 | 3.92
25.04 | 50.08 | 7.48 | 0.10709 | 4.8 | 50.08 | 0.91885 | 0
19 | 38 | 7.48 | 0.10709 | 0.54188 | 38 | 1 | 0
16.12 | 32.24 | 7.48 | 0.10709 | 0 | 32.24 | 1 | 0
11.24 | 22.48 | 7.48 | 0.10709 | 0 | 22.48 | 1 | 0
9.12 | 18.24 | 7.48 | 0.10709 | 0 | 18.24 | 1 | 0
11.52 | 23.04 | 7.48 | 0.10709 | 0 | 23.04 | 1 | 0
12.08 | 24.16 | 7.48 | 0.10709 | 0 | 24.16 | 1 | 0
13.36 | 26.72 | 7.48 | 0.10709 | 0 | 26.72 | 1 | 0
14.96 | 29.92 | 7.48 | 0.10709 | 0 | 29.92 | 1 | 0
17.28 | 34.56 | 7.48 | 0.10709 | 0 | 34.56 | 1 | 0
24.56 | 49.12 | 7.48 | 0.10709 | 0 | 49.12 | 1 | 0
26.52 | 53.04 | 7.48 | 0.10709 | 0 | 53.04 | 1 | 0
28.4 | 56.8 | 7.48 | 0.10709 | 0 | 56.8 | 1 | 0
28.76 | 57.52 | 7.48 | 0.10709 | 0 | 57.52 | 1 | 0
29.68 | 59.36 | 7.48 | 0.12502 | 0 | 59.36 | 1 | 0
31.2 | 62.4 | 7.48 | 0.12502 | 0 | 62.4 | 1 | 0
28.28 | 56.56 | 7.48 | 0.12502 | 0 | 56.56 | 1 | 0
27 | 54 | 12.23 | 0.12502 | 0 | 52.72 | 0.78667 | 1.28
25.04 | 50.08 | 12.23 | 0.12502 | 0 | 50.08 | 0.78667 | 0
23 | 46 | 12.23 | 0.12502 | 0 | 46 | 0.78667 | 0
24 | 48 | 12.23 | 0.12502 | 0 | 48 | 0.78667 | 0
25.36 | 50.72 | 7.48 | 0.12502 | 0 | 50.72 | 0.78667 | 0
25.24 | 50.48 | 7.48 | 0.12502 | 0 | 50.48 | 0.78667 | 0
24.52 | 49.04 | 7.48 | 0.12502 | 0 | 45.52 | 0.2 | 3.52
25.56 | 51.12 | 7.48 | 0.10709 | 4.8 | 51.12 | 0.91885 | 0
25.56 | 51.12 | 7.48 | 0.10709 | 0.54188 | 51.12 | 1 | 0
21.88 | 43.76 | 7.48 | 0.10709 | 0 | 43.76 | 1 | 0
13.4 | 26.8 | 7.48 | 0.10709 | 0 | 26.8 | 1 | 0
11.6 | 23.2 | 7.48 | 0.10709 | 0 | 23.2 | 1 | 0
13.8 | 27.6 | 7.48 | 0.10709 | 0 | 27.6 | 1 | 0
20.68 | 41.36 | 7.48 | 0.10709 | 0 | 41.36 | 1 | 0
17.16 | 34.32 | 7.48 | 0.10709 | 0 | 34.32 | 1 | 0
13.72 | 27.44 | 7.48 | 0.10709 | 0 | 27.44 | 1 | 0
16.76 | 33.52 | 7.48 | 0.10709 | 0 | 33.52 | 1 | 0
25.2 | 50.4 | 7.48 | 0.10709 | 0 | 50.4 | 1 | 0
26.28 | 52.56 | 7.48 | 0.10709 | 0 | 52.56 | 1 | 0
28.24 | 56.48 | 7.48 | 0.10709 | 0 | 56.48 | 1 | 0
28.48 | 56.96 | 7.48 | 0.10709 | 0 | 56.96 | 1 | 0
29.84 | 59.68 | 7.48 | 0.12502 | 0 | 59.68 | 1 | 0
29.8 | 59.6 | 7.48 | 0.12502 | 0 | 59.6 | 1 | 0
27.72 | 55.44 | 7.48 | 0.12502 | 0 | 55.44 | 1 | 0
25.8 | 51.6 | 12.23 | 0.12502 | 0 | 51.6 | 1 | 0
24.56 | 49.12 | 12.23 | 0.12502 | 0 | 49.12 | 1 | 0
24.6 | 49.2 | 12.23 | 0.12502 | 0 | 49.2 | 1 | 0
23.92 | 47.84 | 12.23 | 0.12502 | 0 | 47.84 | 1 | 0
24.2 | 48.4 | 7.48 | 0.12502 | 0 | 48.4 | 1 | 0
25 | 50 | 7.48 | 0.12502 | 0 | 50 | 1 | 0
25.84 | 51.68 | 7.48 | 0.12502 | 0 | 46.88 | 0.2 | 4.8
27.08 | 54.16 | 7.48 | 0.10709 | 4.8 | 54.16 | 0.91885 | 0
24.68 | 49.36 | 7.48 | 0.10709 | 0.54188 | 49.36 | 1 | 0
16.96 | 33.92 | 7.48 | 0.10709 | 0 | 33.92 | 1 | 0
11.52 | 23.04 | 7.48 | 0.10709 | 0 | 23.04 | 1 | 0
9.8 | 19.6 | 7.48 | 0.10709 | 0 | 19.6 | 1 | 0
11.68 | 23.36 | 7.48 | 0.10709 | 0 | 23.36 | 1 | 0
11.64 | 23.28 | 7.48 | 0.10709 | 0 | 23.28 | 1 | 0
12.76 | 25.52 | 7.48 | 0.10709 | 0 | 25.52 | 1 | 0
14.48 | 28.96 | 7.48 | 0.10709 | 0 | 28.96 | 1 | 0
17.48 | 34.96 | 7.48 | 0.10709 | 0 | 34.96 | 1 | 0
23.72 | 47.44 | 7.48 | 0.10709 | 0 | 47.44 | 1 | 0
26.24 | 52.48 | 7.48 | 0.10709 | 0 | 52.48 | 1 | 0
29.6 | 59.2 | 7.48 | 0.10709 | 0 | 59.2 | 1 | 0
28.32 | 56.64 | 7.48 | 0.10709 | 0 | 56.64 | 1 | 0
30.24 | 60.48 | 7.48 | 0.10709 | 0 | 60.48 | 1 | 0
32.4 | 64.8 | 7.48 | 0.10709 | 0 | 64.8 | 1 | 0
28 | 56 | 7.48 | 0.10709 | 0 | 56 | 1 | 0
26.28 | 52.56 | 7.48 | 0.10709 | 0 | 52.56 | 1 | 0
25.56 | 51.12 | 7.48 | 0.10709 | 0 | 51.12 | 1 | 0
25.48 | 50.96 | 7.48 | 0.10709 | 0 | 50.96 | 1 | 0
24.72 | 49.44 | 7.48 | 0.10709 | 0 | 49.44 | 1 | 0
25.6 | 51.2 | 7.48 | 0.10709 | 0 | 51.2 | 1 | 0
27.48 | 54.96 | 7.48 | 0.10709 | 0 | 54.96 | 1 | 0
26.44 | 52.88 | 7.48 | 0.10709 | 0 | 52.88 | 1 | 0
25.64 | 51.28 | 7.48 | 0.10709 | 0 | 51.28 | 1 | 0
20.24 | 40.48 | 7.48 | 0.10709 | 0 | 40.48 | 1 | 0
19.92 | 39.84 | 7.48 | 0.10709 | 0 | 39.84 | 1 | 0
13.52 | 27.04 | 7.48 | 0.10709 | 0 | 27.04 | 1 | 0
10.16 | 20.32 | 7.48 | 0.10709 | 0 | 20.32 | 1 | 0
9.6 | 19.2 | 7.48 | 0.10709 | 0 | 19.2 | 1 | 0
12.32 | 24.64 | 7.48 | 0.10709 | 0 | 24.64 | 1 | 0
13.84 | 27.68 | 7.48 | 0.10709 | 0 | 27.68 | 1 | 0
16.12 | 32.24 | 7.48 | 0.10709 | 0 | 32.24 | 1 | 0
16.76 | 33.52 | 7.48 | 0.10709 | 0 | 33.52 | 1 | 0
18.24 | 36.48 | 7.48 | 0.10709 | 0 | 36.48 | 1 | 0
24.68 | 49.36 | 7.48 | 0.10709 | 0 | 49.36 | 1 | 0
24.68 | 49.36 | 7.48 | 0.10709 | 0 | 49.36 | 1 | 0
24.32 | 48.64 | 7.48 | 0.10709 | 0 | 48.64 | 1 | 0
22.04 | 44.08 | 7.48 | 0.10709 | 0 | 44.08 | 1 | 0
23.68 | 47.36 | 7.48 | 0.10709 | 0 | 47.36 | 1 | 0
23.32 | 46.64 | 7.48 | 0.10709 | 0 | 46.64 | 1 | 0
23.88 | 47.76 | 7.48 | 0.10709 | 0 | 47.76 | 1 | 0
22.96 | 45.92 | 7.48 | 0.10709 | 0 | 45.92 | 1 | 0
22.76 | 45.52 | 7.48 | 0.10709 | 0 | 45.52 | 1 | 0
22.12 | 44.24 | 7.48 | 0.10709 | 0 | 44.24 | 1 | 0
23.32 | 46.64 | 7.48 | 0.10709 | 0 | 46.64 | 1 | 0
22.12 | 44.24 | 7.48 | 0.10709 | 0 | 44.24 | 1 | 0
21.16 | 42.32 | 7.48 | 0.10709 | 0 | 42.32 | 1 | 0
22.92 | 45.84 | 7.48 | 0.10709 | 0 | 45.84 | 1 | 0
22.84 | 45.68 | 7.48 | 0.10709 | 0 | 45.68 | 1 | 0
22.8 | 45.6 | 7.48 | 0.10709 | 0 | 45.6 | 1 | 0
19.2 | 38.4 | 7.48 | 0.10709 | 0 | 38.4 | 1 | 0
17.04 | 34.08 | 7.48 | 0.10709 | 0 | 34.08 | 1 | 0
15.04 | 30.08 | 7.48 | 0.10709 | 0 | 30.08 | 1 | 0
16.64 | 33.28 | 7.48 | 0.10709 | 0 | 33.28 | 1 | 0
18.2 | 36.4 | 7.48 | 0.10709 | 0 | 36.4 | 1 | 0
20.4 | 40.8 | 7.48 | 0.10709 | 0 | 40.8 | 1 | 0
18.96 | 37.92 | 7.48 | 0.10709 | 0 | 37.92 | 1 | 0
16.76 | 33.52 | 7.48 | 0.10709 | 0 | 33.52 | 1 | 0
19.2 | 38.4 | 7.48 | 0.10709 | 0 | 38.4 | 1 | 0
23.76 | 47.52 | 7.48 | 0.10709 | 0 | 47.52 | 1 | 0
23.56 | 47.12 | 7.48 | 0.10709 | 0 | 47.12 | 1 | 0
24.76 | 49.52 | 7.48 | 0.12502 | 0 | 49.52 | 1 | 0
24.24 | 48.48 | 7.48 | 0.12502 | 0 | 48.48 | 1 | 0
24.56 | 49.12 | 7.48 | 0.12502 | 0 | 49.12 | 1 | 0
24.6 | 49.2 | 12.23 | 0.12502 | 0 | 49.2 | 1 | 0
23.32 | 46.64 | 12.23 | 0.12502 | 0 | 46.64 | 1 | 0
23.32 | 46.64 | 12.23 | 0.12502 | 0 | 46.64 | 1 | 0
23.9 | 47.8 | 12.23 | 0.12502 | 0 | 47.8 | 1 | 0
23.16 | 46.32 | 7.48 | 0.12502 | 0 | 46.32 | 1 | 0
22.26 | 44.52 | 7.48 | 0.12502 | 0 | 44.52 | 1 | 0
21.56 | 43.12 | 7.48 | 0.12502 | 0 | 38.32 | 0.2 | 4.8
21.32 | 42.64 | 7.48 | 0.10709 | 4.8 | 42.64 | 0.91885 | 0
23.44 | 46.88 | 7.48 | 0.10709 | 0.54188 | 46.88 | 1 | 0
22.96 | 45.92 | 7.48 | 0.10709 | 0 | 45.92 | 1 | 0
17.68 | 35.36 | 7.48 | 0.10709 | 0 | 35.36 | 1 | 0
16.04 | 32.08 | 7.48 | 0.10709 | 0 | 32.08 | 1 | 0
15.16 | 30.32 | 7.48 | 0.10709 | 0 | 30.32 | 1 | 0
13.56 | 27.12 | 7.48 | 0.10709 | 0 | 27.12 | 1 | 0
14.04 | 28.08 | 7.48 | 0.10709 | 0 | 28.08 | 1 | 0
15.6 | 31.2 | 7.48 | 0.10709 | 0 | 31.2 | 1 | 0
17.44 | 34.88 | 7.48 | 0.10709 | 0 | 34.88 | 1 | 0
23.84 | 47.68 | 7.48 | 0.10709 | 0 | 47.68 | 1 | 0
25.2 | 50.4 | 7.48 | 0.10709 | 0 | 50.4 | 1 | 0
28.88 | 57.76 | 7.48 | 0.10709 | 0 | 57.76 | 1 | 0
28.52 | 57.04 | 7.48 | 0.10709 | 0 | 57.04 | 1 | 0
31.4 | 62.8 | 7.48 | 0.12502 | 0 | 62.8 | 1 | 0
33.44 | 66.88 | 7.48 | 0.12502 | 0 | 65.08 | 0.7 | 1.8
28.92 | 57.84 | 7.48 | 0.12502 | 0 | 57.84 | 0.7 | 0
25.44 | 50.88 | 12.23 | 0.12502 | 0 | 50.88 | 0.7 | 0
24.04 | 48.08 | 12.23 | 0.12502 | 0 | 48.08 | 0.7 | 0
23.32 | 46.64 | 12.23 | 0.12502 | 0 | 46.64 | 0.7 | 0
23.04 | 46.08 | 12.23 | 0.12502 | 0 | 46.08 | 0.7 | 0
23.36 | 46.72 | 7.48 | 0.12502 | 0 | 46.72 | 0.7 | 0
26.56 | 53.12 | 7.48 | 0.12502 | 0 | 53.12 | 0.7 | 0
26.36 | 52.72 | 7.48 | 0.12502 | 0 | 49.72 | 0.2 | 3
25.52 | 51.04 | 7.48 | 0.10709 | 4.8 | 51.04 | 0.91885 | 0
25.48 | 50.96 | 7.48 | 0.10709 | 0.54188 | 50.96 | 1 | 0
17.88 | 35.76 | 7.48 | 0.10709 | 0 | 35.76 | 1 | 0
12.04 | 24.08 | 7.48 | 0.10709 | 0 | 24.08 | 1 | 0
10.4 | 20.8 | 7.48 | 0.10709 | 0 | 20.8 | 1 | 0
11.88 | 23.76 | 7.48 | 0.10709 | 0 | 23.76 | 1 | 0
13.56 | 27.12 | 7.48 | 0.10709 | 0 | 27.12 | 1 | 0
14 | 28 | 7.48 | 0.10709 | 0 | 28 | 1 | 0
15.64 | 31.28 | 7.48 | 0.10709 | 0 | 31.28 | 1 | 0
19.32 | 38.64 | 7.48 | 0.10709 | 0 | 38.64 | 1 | 0
25.32 | 50.64 | 7.48 | 0.10709 | 0 | 50.64 | 1 | 0
25.44 | 50.88 | 7.48 | 0.10709 | 0 | 50.88 | 1 | 0
27.28 | 54.56 | 7.48 | 0.10709 | 0 | 54.56 | 1 | 0
28.44 | 56.88 | 7.48 | 0.10709 | 0 | 56.88 | 1 | 0
32 | 64 | 7.48 | 0.12502 | 0 | 64 | 1 | 0
30.92 | 61.84 | 7.48 | 0.12502 | 0 | 61.84 | 1 | 0
28.08 | 56.16 | 7.48 | 0.12502 | 0 | 56.16 | 1 | 0
26.2 | 52.4 | 12.23 | 0.12502 | 0 | 52.4 | 1 | 0
24.4 | 48.8 | 12.23 | 0.12502 | 0 | 48.8 | 1 | 0
25 | 50 | 12.23 | 0.12502 | 0 | 50 | 1 | 0
25.64 | 51.28 | 12.23 | 0.12502 | 0 | 51.28 | 1 | 0
25.28 | 50.56 | 7.48 | 0.12502 | 0 | 50.56 | 1 | 0
24.68 | 49.36 | 7.48 | 0.12502 | 0 | 49.36 | 1 | 0
23.72 | 47.44 | 7.48 | 0.12502 | 0 | 42.64 | 0.2 | 4.8
24.12 | 48.24 | 7.48 | 0.10709 | 4.8 | 48.24 | 0.91885 | 0
18.48 | 36.96 | 7.48 | 0.10709 | 0.54188 | 36.96 | 1 | 0
18 | 36 | 7.48 | 0.10709 | 0 | 36 | 1 | 0
12.68 | 25.36 | 7.48 | 0.10709 | 0 | 25.36 | 1 | 0
11.08 | 22.16 | 7.48 | 0.10709 | 0 | 22.16 | 1 | 0
13.6 | 27.2 | 7.48 | 0.10709 | 0 | 27.2 | 1 | 0
19.1133 | 38.2267 | 7.48 | 0.10709 | 0 | 38.2267 | 1 | 0
16.8667 | 33.7334 | 7.48 | 0.10709 | 0 | 33.7334 | 1 | 0
15.2 | 30.4 | 7.48 | 0.10709 | 0 | 30.4 | 1 | 0
18.04 | 36.08 | 7.48 | 0.10709 | 0 | 36.08 | 1 | 0
24.76 | 49.52 | 7.48 | 0.10709 | 0 | 49.52 | 1 | 0
26.8 | 53.6 | 7.48 | 0.10709 | 0 | 53.6 | 1 | 0
26.12 | 52.24 | 7.48 | 0.10709 | 0 | 52.24 | 1 | 0
27.36 | 54.72 | 7.48 | 0.10709 | 0 | 54.72 | 1 | 0
27.6 | 55.2 | 7.48 | 0.12502 | 0 | 55.2 | 1 | 0
30.52 | 61.04 | 7.48 | 0.12502 | 0 | 61.04 | 1 | 0
29.08 | 58.16 | 7.48 | 0.12502 | 0 | 58.16 | 1 | 0
27.04 | 54.08 | 12.23 | 0.12502 | 0 | 52.72 | 0.77334 | 1.36
27.28 | 54.56 | 12.23 | 0.12502 | 0 | 52.72 | 0.46667 | 1.84
25.28 | 50.56 | 12.23 | 0.12502 | 0 | 50.56 | 0.46667 | 0
23.32 | 46.64 | 12.23 | 0.12502 | 0 | 46.64 | 0.46667 | 0
25.24 | 50.48 | 7.48 | 0.12502 | 0 | 50.48 | 0.46667 | 0
25 | 50 | 7.48 | 0.12502 | 0 | 50 | 0.46667 | 0
24.32 | 48.64 | 7.48 | 0.12502 | 0 | 47.04 | 0.2 | 1.6
25.32 | 50.64 | 7.48 | 0.10709 | 4.8 | 50.64 | 0.91885 | 0
20.24 | 40.48 | 7.48 | 0.10709 | 0.54188 | 40.48 | 1 | 0
17.48 | 34.96 | 7.48 | 0.10709 | 0 | 34.96 | 1 | 0
12.12 | 24.24 | 7.48 | 0.10709 | 0 | 24.24 | 1 | 0
10.4 | 20.8 | 7.48 | 0.10709 | 0 | 20.8 | 1 | 0
11.92 | 23.84 | 7.48 | 0.10709 | 0 | 23.84 | 1 | 0
12.24 | 24.48 | 7.48 | 0.10709 | 0 | 24.48 | 1 | 0
13.76 | 27.52 | 7.48 | 0.10709 | 0 | 27.52 | 1 | 0
15.48 | 30.96 | 7.48 | 0.10709 | 0 | 30.96 | 1 | 0
18.88 | 37.76 | 7.48 | 0.10709 | 0 | 37.76 | 1 | 0
25.28 | 50.56 | 7.48 | 0.10709 | 0 | 50.56 | 1 | 0
26 | 52 | 7.48 | 0.10709 | 0 | 52 | 1 | 0
28.48 | 56.96 | 7.48 | 0.10709 | 0 | 56.96 | 1 | 0
31.32 | 62.64 | 7.48 | 0.10709 | 0 | 62.64 | 1 | 0
27.64 | 55.28 | 7.48 | 0.12502 | 0 | 55.28 | 1 | 0
28.36 | 56.72 | 7.48 | 0.12502 | 0 | 56.72 | 1 | 0
27.68 | 55.36 | 7.48 | 0.12502 | 0 | 55.36 | 1 | 0
26.4 | 52.8 | 12.23 | 0.12502 | 0 | 52.72 | 0.98667 | 0.08
25.92 | 51.84 | 12.23 | 0.12502 | 0 | 51.84 | 0.98667 | 0
25.12 | 50.24 | 12.23 | 0.12502 | 0 | 50.24 | 0.98667 | 0
24.48 | 48.96 | 12.23 | 0.12502 | 0 | 48.96 | 0.98667 | 0
25.72 | 51.44 | 7.48 | 0.12502 | 0 | 51.44 | 0.98667 | 0
26.2 | 52.4 | 7.48 | 0.12502 | 0 | 52.4 | 0.98667 | 0
24.72 | 49.44 | 7.48 | 0.12502 | 0 | 44.72 | 0.2 | 4.72
24.7333 | 49.4667 | 7.48 | 0.10709 | 4.8 | 49.4667 | 0.91885 | 0
21.2267 | 42.4534 | 7.48 | 0.10709 | 0.54188 | 42.4534 | 1 | 0
17.24 | 34.48 | 7.48 | 0.10709 | 0 | 34.48 | 1 | 0
11.92 | 23.84 | 7.48 | 0.10709 | 0 | 23.84 | 1 | 0
10.08 | 20.16 | 7.48 | 0.10709 | 0 | 20.16 | 1 | 0
12.08 | 24.16 | 7.48 | 0.10709 | 0 | 24.16 | 1 | 0
13.24 | 26.48 | 7.48 | 0.10709 | 0 | 26.48 | 1 | 0
14.2 | 28.4 | 7.48 | 0.10709 | 0 | 28.4 | 1 | 0
15.88 | 31.76 | 7.48 | 0.10709 | 0 | 31.76 | 1 | 0
18.36 | 36.72 | 7.48 | 0.10709 | 0 | 36.72 | 1 | 0
25.36 | 50.72 | 7.48 | 0.10709 | 0 | 50.72 | 1 | 0
26.72 | 53.44 | 7.48 | 0.10709 | 0 | 53.44 | 1 | 0
28.24 | 56.48 | 7.48 | 0.10709 | 0 | 56.48 | 1 | 0
28 | 56 | 7.48 | 0.10709 | 0 | 56 | 1 | 0
32.88 | 65.76 | 7.48 | 0.10709 | 0 | 65.08 | 0.88667 | 0.68
29.76 | 59.52 | 7.48 | 0.10709 | 0.75677 | 59.52 | 1 | 0
29.12 | 58.24 | 7.48 | 0.10709 | 0 | 58.24 | 1 | 0
28.32 | 56.64 | 7.48 | 0.10709 | 0 | 56.64 | 1 | 0
29.44 | 58.88 | 7.48 | 0.10709 | 0 | 58.88 | 1 | 0
27.24 | 54.48 | 7.48 | 0.10709 | 0 | 54.48 | 1 | 0
25.8 | 51.6 | 7.48 | 0.10709 | 0 | 51.6 | 1 | 0
25.76 | 51.52 | 7.48 | 0.10709 | 0 | 51.52 | 1 | 0
26 | 52 | 7.48 | 0.10709 | 0 | 52 | 1 | 0
26.32 | 52.64 | 7.48 | 0.10709 | 0 | 52.64 | 1 | 0
25.4 | 50.8 | 7.48 | 0.10709 | 0 | 50.8 | 1 | 0
20.28 | 40.56 | 7.48 | 0.10709 | 0 | 40.56 | 1 | 0
18.96 | 37.92 | 7.48 | 0.10709 | 0 | 37.92 | 1 | 0
11.24 | 22.48 | 7.48 | 0.10709 | 0 | 22.48 | 1 | 0
9.52 | 19.04 | 7.48 | 0.10709 | 0 | 19.04 | 1 | 0
9.44 | 18.88 | 7.48 | 0.10709 | 0 | 18.88 | 1 | 0
11.88 | 23.76 | 7.48 | 0.10709 | 0 | 23.76 | 1 | 0
13.64 | 27.28 | 7.48 | 0.10709 | 0 | 27.28 | 1 | 0
15.56 | 31.12 | 7.48 | 0.10709 | 0 | 31.12 | 1 | 0
16.44 | 32.88 | 7.48 | 0.10709 | 0 | 32.88 | 1 | 0
16.08 | 32.16 | 7.48 | 0.10709 | 0 | 32.16 | 1 | 0
24.6 | 49.2 | 7.48 | 0.10709 | 0 | 49.2 | 1 | 0
23.48 | 46.96 | 7.48 | 0.10709 | 0 | 46.96 | 1 | 0
24.28 | 48.56 | 7.48 | 0.10709 | 0 | 48.56 | 1 | 0
22.04 | 44.08 | 7.48 | 0.10709 | 0 | 44.08 | 1 | 0
22.6 | 45.2 | 7.48 | 0.10709 | 0 | 45.2 | 1 | 0
22.56 | 45.12 | 7.48 | 0.10709 | 0 | 45.12 | 1 | 0
22.84 | 45.68 | 7.48 | 0.10709 | 0 | 45.68 | 1 | 0
23.8 | 47.6 | 7.48 | 0.10709 | 0 | 47.6 | 1 | 0
23.56 | 47.12 | 7.48 | 0.10709 | 0 | 47.12 | 1 | 0
23.92 | 47.84 | 7.48 | 0.10709 | 0 | 47.84 | 1 | 0
25.72 | 51.44 | 7.48 | 0.10709 | 0 | 51.44 | 1 | 0
23.4 | 46.8 | 7.48 | 0.10709 | 0 | 46.8 | 1 | 0
23 | 46 | 7.48 | 0.10709 | 0 | 46 | 1 | 0
23.04 | 46.08 | 7.48 | 0.10709 | 0 | 46.08 | 1 | 0
23.84 | 47.68 | 7.48 | 0.10709 | 0 | 47.68 | 1 | 0
20.84 | 41.68 | 7.48 | 0.10709 | 0 | 41.68 | 1 | 0
14 | 28 | 7.48 | 0.10709 | 0 | 28 | 1 | 0
10.32 | 20.64 | 7.48 | 0.10709 | 0 | 20.64 | 1 | 0
10 | 20 | 7.48 | 0.10709 | 0 | 20 | 1 | 0
12.8 | 25.6 | 7.48 | 0.10709 | 0 | 25.6 | 1 | 0
15.04 | 30.08 | 7.48 | 0.10709 | 0 | 30.08 | 1 | 0
21.56 | 43.12 | 7.48 | 0.10709 | 0 | 43.12 | 1 | 0
19.12 | 38.24 | 7.48 | 0.10709 | 0 | 38.24 | 1 | 0
17.44 | 34.88 | 7.48 | 0.10709 | 0 | 34.88 | 1 | 0
18.64 | 37.28 | 7.48 | 0.10709 | 0 | 37.28 | 1 | 0
23 | 46 | 7.48 | 0.10709 | 0 | 46 | 1 | 0
23.32 | 46.64 | 7.48 | 0.10709 | 0 | 46.64 | 1 | 0
23.24 | 46.48 | 7.48 | 0.12502 | 0 | 46.48 | 1 | 0
23.64 | 47.28 | 7.48 | 0.12502 | 0 | 47.28 | 1 | 0
23.08 | 46.16 | 7.48 | 0.12502 | 0 | 46.16 | 1 | 0
23.44 | 46.88 | 12.23 | 0.12502 | 0 | 46.88 | 1 | 0
23.68 | 47.36 | 12.23 | 0.12502 | 0 | 47.36 | 1 | 0
23.72 | 47.44 | 12.23 | 0.12502 | 0 | 47.44 | 1 | 0
23.6 | 47.2 | 12.23 | 0.12502 | 0 | 47.2 | 1 | 0
21.96 | 43.92 | 7.48 | 0.12502 | 0 | 43.92 | 1 | 0
21.4 | 42.8 | 7.48 | 0.12502 | 0 | 42.8 | 1 | 0
20.36 | 40.72 | 7.48 | 0.12502 | 0 | 35.92 | 0.2 | 4.8
21.32 | 42.64 | 7.48 | 0.10709 | 4.8 | 42.64 | 0.91885 | 0
22.96 | 45.92 | 7.48 | 0.10709 | 0.54188 | 45.92 | 1 | 0
23.24 | 46.48 | 7.48 | 0.10709 | 0 | 46.48 | 1 | 0
17.88 | 35.76 | 7.48 | 0.10709 | 0 | 35.76 | 1 | 0
16.04 | 32.08 | 7.48 | 0.10709 | 0 | 32.08 | 1 | 0
16.44 | 32.88 | 7.48 | 0.10709 | 0 | 32.88 | 1 | 0
18.84 | 37.68 | 7.48 | 0.10709 | 0 | 37.68 | 1 | 0
14.28 | 28.56 | 7.48 | 0.10709 | 0 | 28.56 | 1 | 0
15.56 | 31.12 | 7.48 | 0.10709 | 0 | 31.12 | 1 | 0
18.16 | 36.32 | 7.48 | 0.10709 | 0 | 36.32 | 1 | 0
23.92 | 47.84 | 7.48 | 0.10709 | 0 | 47.84 | 1 | 0
27.72 | 55.44 | 7.48 | 0.10709 | 0 | 55.44 | 1 | 0
30 | 60 | 7.48 | 0.10709 | 0 | 60 | 1 | 0
32.52 | 65.04 | 7.48 | 0.10709 | 0 | 65.04 | 1 | 0
34.4 | 68.8 | 7.48 | 0.12502 | 0 | 65.52 | 0.45334 | 3.28
30.64 | 61.28 | 7.48 | 0.12502 | 3.1161 | 61.28 | 0.92 | 0
29.4 | 58.8 | 7.48 | 0.12502 | 0 | 58.8 | 0.92 | 0
28.28 | 56.56 | 12.23 | 0.12502 | 0 | 53.52 | 0.41333 | 3.04
27.4 | 54.8 | 12.23 | 0.12502 | 0 | 53.52 | 0.2 | 1.28
25.04 | 50.08 | 12.23 | 0.12502 | 0 | 50.08 | 0.2 | 0
24.72 | 49.44 | 12.23 | 0.12502 | 0 | 49.44 | 0.2 | 0
24.92 | 49.84 | 7.48 | 0.12502 | 0 | 49.84 | 0.2 | 0
26.36 | 52.72 | 7.48 | 0.12502 | 0 | 52.72 | 0.2 | 0
26.64 | 53.28 | 7.48 | 0.12502 | 0 | 53.28 | 0.2 | 0
27.16 | 54.32 | 7.48 | 0.10709 | 4.8 | 54.32 | 0.91885 | 0
24.04 | 48.08 | 7.48 | 0.10709 | 0.54188 | 48.08 | 1 | 0
17.68 | 35.36 | 7.48 | 0.10709 | 0 | 35.36 | 1 | 0
12.76 | 25.52 | 7.48 | 0.10709 | 0 | 25.52 | 1 | 0
11.16 | 22.32 | 7.48 | 0.10709 | 0 | 22.32 | 1 | 0
11.2 | 22.4 | 7.48 | 0.10709 | 0 | 22.4 | 1 | 0
13.4 | 26.8 | 7.48 | 0.10709 | 0 | 26.8 | 1 | 0
13.4 | 26.8 | 7.48 | 0.10709 | 0 | 26.8 | 1 | 0
15.16 | 30.32 | 7.48 | 0.10709 | 0 | 30.32 | 1 | 0
18 | 36 | 7.48 | 0.10709 | 0 | 36 | 1 | 0
24.48 | 48.96 | 7.48 | 0.10709 | 0 | 48.96 | 1 | 0
25.16 | 50.32 | 7.48 | 0.10709 | 0 | 50.32 | 1 | 0
27.72 | 55.44 | 7.48 | 0.10709 | 0 | 55.44 | 1 | 0
30.04 | 60.08 | 7.48 | 0.10709 | 0 | 60.08 | 1 | 0
32.08 | 64.16 | 7.48 | 0.12502 | 0 | 64.16 | 1 | 0
29.72 | 59.44 | 7.48 | 0.12502 | 0 | 59.44 | 1 | 0
27.64 | 55.28 | 7.48 | 0.12502 | 0 | 55.28 | 1 | 0
26.08 | 52.16 | 12.23 | 0.12502 | 0 | 52.16 | 1 | 0
25.08 | 50.16 | 12.23 | 0.12502 | 0 | 50.16 | 1 | 0
24.6 | 49.2 | 12.23 | 0.12502 | 0 | 49.2 | 1 | 0
24.12 | 48.24 | 12.23 | 0.12502 | 0 | 48.24 | 1 | 0
27.12 | 54.24 | 7.48 | 0.12502 | 0 | 54.24 | 1 | 0
26.72 | 53.44 | 7.48 | 0.12502 | 0 | 53.44 | 1 | 0
26.44 | 52.88 | 7.48 | 0.12502 | 0 | 48.08 | 0.2 | 4.8
26.44 | 52.88 | 7.48 | 0.10709 | 4.8 | 52.88 | 0.91885 | 0
25.24 | 50.48 | 7.48 | 0.10709 | 0.54188 | 50.48 | 1 | 0
18 | 36 | 7.48 | 0.10709 | 0 | 36 | 1 | 0
13.24 | 26.48 | 7.48 | 0.10709 | 0 | 26.48 | 1 | 0
10.48 | 20.96 | 7.48 | 0.10709 | 0 | 20.96 | 1 | 0
14 | 28 | 7.48 | 0.10709 | 0 | 28 | 1 | 0
17.04 | 34.08 | 7.48 | 0.10709 | 0 | 34.08 | 1 | 0
13.52 | 27.04 | 7.48 | 0.10709 | 0 | 27.04 | 1 | 0
14.52 | 29.04 | 7.48 | 0.10709 | 0 | 29.04 | 1 | 0
16.56 | 33.12 | 7.48 | 0.10709 | 0 | 33.12 | 1 | 0
24.8444 | 49.6889 | 7.48 | 0.10709 | 0 | 49.6889 | 1 | 0
25.5822 | 51.1645 | 7.48 | 0.10709 | 0 | 51.1645 | 1 | 0
26.2933 | 52.5867 | 7.48 | 0.10709 | 0 | 52.5867 | 1 | 0
28.12 | 56.24 | 7.48 | 0.10709 | 0 | 56.24 | 1 | 0
30.44 | 60.88 | 7.48 | 0.12502 | 0 | 60.88 | 1 | 0
31.28 | 62.56 | 7.48 | 0.12502 | 0 | 62.56 | 1 | 0
32 | 64 | 7.48 | 0.12502 | 0 | 64 | 1 | 0
29.08 | 58.16 | 12.23 | 0.12502 | 0 | 53.52 | 0.22667 | 4.64
25.32 | 50.64 | 12.23 | 0.12502 | 0 | 50.64 | 0.22667 | 0
23.16 | 46.32 | 12.23 | 0.12502 | 0 | 46.32 | 0.22667 | 0
24.32 | 48.64 | 12.23 | 0.12502 | 0 | 48.64 | 0.22667 | 0
27.2 | 54.4 | 7.48 | 0.12502 | 0 | 54.4 | 0.22667 | 0
26.68 | 53.36 | 7.48 | 0.12502 | 0 | 53.36 | 0.22667 | 0
26 | 52 | 7.48 | 0.12502 | 0 | 51.84 | 0.2 | 0.16
25.36 | 50.72 | 7.48 | 0.10709 | 4.8 | 50.72 | 0.91885 | 0
24.28 | 48.56 | 7.48 | 0.10709 | 0.54188 | 48.56 | 1 | 0
20.68 | 41.36 | 7.48 | 0.10709 | 0 | 41.36 | 1 | 0
16.04 | 32.08 | 7.48 | 0.10709 | 0 | 32.08 | 1 | 0
14.8 | 29.6 | 7.48 | 0.10709 | 0 | 29.6 | 1 | 0
12.28 | 24.56 | 7.48 | 0.10709 | 0 | 24.56 | 1 | 0
10.84 | 21.68 | 7.48 | 0.10709 | 0 | 21.68 | 1 | 0
13.64 | 27.28 | 7.48 | 0.10709 | 0 | 27.28 | 1 | 0
14.68 | 29.36 | 7.48 | 0.10709 | 0 | 29.36 | 1 | 0
16.68 | 33.36 | 7.48 | 0.10709 | 0 | 33.36 | 1 | 0
24.84 | 49.68 | 7.48 | 0.10709 | 0 | 49.68 | 1 | 0
25.64 | 51.28 | 7.48 | 0.10709 | 0 | 51.28 | 1 | 0
27.12 | 54.24 | 7.48 | 0.10709 | 0 | 54.24 | 1 | 0
27.48 | 54.96 | 7.48 | 0.10709 | 0 | 54.96 | 1 | 0
29.28 | 58.56 | 7.48 | 0.12502 | 0 | 58.56 | 1 | 0
30.48 | 60.96 | 7.48 | 0.12502 | 0 | 60.96 | 1 | 0
27.84 | 55.68 | 7.48 | 0.12502 | 0 | 55.68 | 1 | 0
24.52 | 49.04 | 12.23 | 0.12502 | 0 | 49.04 | 1 | 0
24.12 | 48.24 | 12.23 | 0.12502 | 0 | 48.24 | 1 | 0
27.12 | 54.24 | 12.23 | 0.12502 | 0 | 53.52 | 0.88 | 0.72
27.48 | 54.96 | 12.23 | 0.12502 | 0 | 53.52 | 0.64 | 1.44
26.32 | 52.64 | 7.48 | 0.12502 | 0 | 52.64 | 0.64 | 0
26.64 | 53.28 | 7.48 | 0.12502 | 0 | 53.28 | 0.64 | 0
26.2 | 52.4 | 7.48 | 0.12502 | 0 | 49.76 | 0.2 | 2.64
26.04 | 52.08 | 7.48 | 0.10709 | 4.8 | 52.08 | 0.91885 | 0
22.88 | 45.76 | 7.48 | 0.10709 | 0.54188 | 45.76 | 1 | 0
16.6 | 33.2 | 7.48 | 0.10709 | 0 | 33.2 | 1 | 0
12.56 | 25.12 | 7.48 | 0.10709 | 0 | 25.12 | 1 | 0
11 | 22 | 7.48 | 0.10709 | 0 | 22 | 1 | 0
11.0267 | 22.0533 | 7.48 | 0.10709 | 0 | 22.0533 | 1 | 0
12.5467 | 25.0933 | 7.48 | 0.10709 | 0 | 25.0933 | 1 | 0
13.92 | 27.84 | 7.48 | 0.10709 | 0 | 27.84 | 1 | 0
14.0267 | 28.0533 | 7.48 | 0.10709 | 0 | 28.0533 | 1 | 0
16.6 | 33.2 | 7.48 | 0.10709 | 0 | 33.2 | 1 | 0
24.68 | 49.36 | 7.48 | 0.10709 | 0 | 49.36 | 1 | 0
25.36 | 50.72 | 7.48 | 0.10709 | 0 | 50.72 | 1 | 0
27.4 | 54.8 | 7.48 | 0.10709 | 0 | 54.8 | 1 | 0
27.44 | 54.88 | 7.48 | 0.10709 | 0 | 54.88 | 1 | 0
31.76 | 63.52 | 7.48 | 0.10709 | 0 | 63.52 | 1 | 0
30.68 | 61.36 | 7.48 | 0.10709 | 0 | 61.36 | 1 | 0
28.04 | 56.08 | 7.48 | 0.10709 | 0 | 56.08 | 1 | 0
25.96 | 51.92 | 7.48 | 0.10709 | 0 | 51.92 | 1 | 0
25.56 | 51.12 | 7.48 | 0.10709 | 0 | 51.12 | 1 | 0
25.4 | 50.8 | 7.48 | 0.10709 | 0 | 50.8 | 1 | 0
26.04 | 52.08 | 7.48 | 0.10709 | 0 | 52.08 | 1 | 0
28.04 | 56.08 | 7.48 | 0.10709 | 0 | 56.08 | 1 | 0
28.36 | 56.72 | 7.48 | 0.10709 | 0 | 56.72 | 1 | 0
27.36 | 54.72 | 7.48 | 0.10709 | 0 | 54.72 | 1 | 0
27.8 | 55.6 | 7.48 | 0.10709 | 0 | 55.6 | 1 | 0
27.16 | 54.32 | 7.48 | 0.10709 | 0 | 54.32 | 1 | 0
25.36 | 50.72 | 7.48 | 0.10709 | 0 | 50.72 | 1 | 0
17.12 | 34.24 | 7.48 | 0.10709 | 0 | 34.24 | 1 | 0
15.44 | 30.88 | 7.48 | 0.10709 | 0 | 30.88 | 1 | 0
15.32 | 30.64 | 7.48 | 0.10709 | 0 | 30.64 | 1 | 0
17.84 | 35.68 | 7.48 | 0.10709 | 0 | 35.68 | 1 | 0
19.6 | 39.2 | 7.48 | 0.10709 | 0 | 39.2 | 1 | 0
21.52 | 43.04 | 7.48 | 0.10709 | 0 | 43.04 | 1 | 0
19.04 | 38.08 | 7.48 | 0.10709 | 0 | 38.08 | 1 | 0
18.12 | 36.24 | 7.48 | 0.10709 | 0 | 36.24 | 1 | 0
23.68 | 47.36 | 7.48 | 0.10709 | 0 | 47.36 | 1 | 0
26.28 | 52.56 | 7.48 | 0.10709 | 0 | 52.56 | 1 | 0
27.32 | 54.64 | 7.48 | 0.10709 | 0 | 54.64 | 1 | 0
25.64 | 51.28 | 7.48 | 0.10709 | 0 | 51.28 | 1 | 0
26.64 | 53.28 | 7.48 | 0.10709 | 0 | 53.28 | 1 | 0
24.72 | 49.44 | 7.48 | 0.10709 | 0 | 49.44 | 1 | 0
26.08 | 52.16 | 7.48 | 0.10709 | 0 | 52.16 | 1 | 0
25.52 | 51.04 | 7.48 | 0.10709 | 0 | 51.04 | 1 | 0
24.4 | 48.8 | 7.48 | 0.10709 | 0 | 48.8 | 1 | 0
24.84 | 49.68 | 7.48 | 0.10709 | 0 | 49.68 | 1 | 0
25.08 | 50.16 | 7.48 | 0.10709 | 0 | 50.16 | 1 | 0
22.6 | 45.2 | 7.48 | 0.10709 | 0 | 45.2 | 1 | 0
22.2 | 44.4 | 7.48 | 0.10709 | 0 | 44.4 | 1 | 0
23.28 | 46.56 | 7.48 | 0.10709 | 0 | 46.56 | 1 | 0
23.72 | 47.44 | 7.48 | 0.10709 | 0 | 47.44 | 1 | 0
22.96 | 45.92 | 7.48 | 0.10709 | 0 | 45.92 | 1 | 0
18.68 | 37.36 | 7.48 | 0.10709 | 0 | 37.36 | 1 | 0
15.48 | 30.96 | 7.48 | 0.10709 | 0 | 30.96 | 1 | 0
15.12 | 30.24 | 7.48 | 0.10709 | 0 | 30.24 | 1 | 0
18.04 | 36.08 | 7.48 | 0.10709 | 0 | 36.08 | 1 | 0
18.96 | 37.92 | 7.48 | 0.10709 | 0 | 37.92 | 1 | 0
20.36 | 40.72 | 7.48 | 0.10709 | 0 | 40.72 | 1 | 0
20.52 | 41.04 | 7.48 | 0.10709 | 0 | 41.04 | 1 | 0
17.4 | 34.8 | 7.48 | 0.10709 | 0 | 34.8 | 1 | 0
17.32 | 34.64 | 7.48 | 0.10709 | 0 | 34.64 | 1 | 0
23.24 | 46.48 | 7.48 | 0.10709 | 0 | 46.48 | 1 | 0
23.44 | 46.88 | 7.48 | 0.10709 | 0 | 46.88 | 1 | 0
23.96 | 47.92 | 7.48 | 0.12502 | 0 | 47.92 | 1 | 0
23.04 | 46.08 | 7.48 | 0.12502 | 0 | 46.08 | 1 | 0
22.76 | 45.52 | 7.48 | 0.12502 | 0 | 45.52 | 1 | 0
23.48 | 46.96 | 12.23 | 0.12502 | 0 | 46.96 | 1 | 0
24.28 | 48.56 | 12.23 | 0.12502 | 0 | 48.56 | 1 | 0
23.64 | 47.28 | 12.23 | 0.12502 | 0 | 47.28 | 1 | 0
23.8 | 47.6 | 12.23 | 0.12502 | 0 | 47.6 | 1 | 0
23.64 | 47.28 | 7.48 | 0.12502 | 0 | 47.28 | 1 | 0
21.88 | 43.76 | 7.48 | 0.12502 | 0 | 43.76 | 1 | 0
15.96 | 31.92 | 7.48 | 0.12502 | 0 | 27.12 | 0.2 | 4.8
16.36 | 32.72 | 7.48 | 0.10709 | 4.8 | 32.72 | 0.91885 | 0
18.68 | 37.36 | 7.48 | 0.10709 | 0.54188 | 37.36 | 1 | 0
17.48 | 34.96 | 7.48 | 0.10709 | 0 | 34.96 | 1 | 0
12.96 | 25.92 | 7.48 | 0.10709 | 0 | 25.92 | 1 | 0
11 | 22 | 7.48 | 0.10709 | 0 | 22 | 1 | 0
14.44 | 28.88 | 7.48 | 0.10709 | 0 | 28.88 | 1 | 0
18.2 | 36.4 | 7.48 | 0.10709 | 0 | 36.4 | 1 | 0
15.72 | 31.44 | 7.48 | 0.10709 | 0 | 31.44 | 1 | 0
15.36 | 30.72 | 7.48 | 0.10709 | 0 | 30.72 | 1 | 0
18.76 | 37.52 | 7.48 | 0.10709 | 0 | 37.52 | 1 | 0
24 | 48 | 7.48 | 0.10709 | 0 | 48 | 1 | 0
27.08 | 54.16 | 7.48 | 0.10709 | 0 | 54.16 | 1 | 0
30.4 | 60.8 | 7.48 | 0.10709 | 0 | 60.8 | 1 | 0
33.56 | 67.12 | 7.48 | 0.10709 | 0 | 65.52 | 0.73334 | 1.6
34.36 | 68.72 | 7.48 | 0.12502 | 0 | 65.52 | 0.2 | 3.2
30.56 | 61.12 | 7.48 | 0.12502 | 0 | 61.12 | 0.2 | 0
27.44 | 54.88 | 7.48 | 0.12502 | 0 | 54.88 | 0.2 | 0
26.6 | 53.2 | 12.23 | 0.12502 | 0 | 53.2 | 0.2 | 0
25.5267 | 51.0533 | 12.23 | 0.12502 | 0 | 51.0533 | 0.2 | 0
23.6933 | 47.3866 | 12.23 | 0.12502 | 0 | 47.3866 | 0.2 | 0
23.44 | 46.88 | 12.23 | 0.12502 | 0 | 46.88 | 0.2 | 0
25.56 | 51.12 | 7.48 | 0.12502 | 0 | 51.12 | 0.2 | 0
27.41 | 54.82 | 7.48 | 0.12502 | 0 | 54.82 | 0.2 | 0
26.89 | 53.78 | 7.48 | 0.12502 | 0 | 53.78 | 0.2 | 0
27.08 | 54.16 | 7.48 | 0.10709 | 4.8 | 54.16 | 0.91885 | 0
26.56 | 53.12 | 7.48 | 0.10709 | 0.54188 | 53.12 | 1 | 0
21.28 | 42.56 | 7.48 | 0.10709 | 0 | 42.56 | 1 | 0
13.08 | 26.16 | 7.48 | 0.10709 | 0 | 26.16 | 1 | 0
11.44 | 22.88 | 7.48 | 0.10709 | 0 | 22.88 | 1 | 0
13.04 | 26.08 | 7.48 | 0.10709 | 0 | 26.08 | 1 | 0
14.76 | 29.52 | 7.48 | 0.10709 | 0 | 29.52 | 1 | 0
14.4 | 28.8 | 7.48 | 0.10709 | 0 | 28.8 | 1 | 0
15.52 | 31.04 | 7.48 | 0.10709 | 0 | 31.04 | 1 | 0
18 | 36 | 7.48 | 0.10709 | 0 | 36 | 1 | 0
25.16 | 50.32 | 7.48 | 0.10709 | 0 | 50.32 | 1 | 0
25.84 | 51.68 | 7.48 | 0.10709 | 0 | 51.68 | 1 | 0
32.2 | 64.4 | 7.48 | 0.10709 | 0 | 64.4 | 1 | 0
32.56 | 65.12 | 7.48 | 0.10709 | 0 | 65.12 | 1 | 0
31.16 | 62.32 | 7.48 | 0.12502 | 0 | 62.32 | 1 | 0
28.16 | 56.32 | 7.48 | 0.12502 | 0 | 56.32 | 1 | 0
27.24 | 54.48 | 7.48 | 0.12502 | 0 | 54.48 | 1 | 0
26.52 | 53.04 | 12.23 | 0.12502 | 0 | 53.04 | 1 | 0
24.36 | 48.72 | 12.23 | 0.12502 | 0 | 48.72 | 1 | 0
24.36 | 48.72 | 12.23 | 0.12502 | 0 | 48.72 | 1 | 0
24.56 | 49.12 | 12.23 | 0.12502 | 0 | 49.12 | 1 | 0
26.92 | 53.84 | 7.48 | 0.12502 | 0 | 53.84 | 1 | 0
26.8 | 53.6 | 7.48 | 0.12502 | 0 | 53.6 | 1 | 0
27.32 | 54.64 | 7.48 | 0.12502 | 0 | 49.84 | 0.2 | 4.8
26.6 | 53.2 | 7.48 | 0.10709 | 4.8 | 53.2 | 0.91885 | 0
20.36 | 40.72 | 7.48 | 0.10709 | 0.54188 | 40.72 | 1 | 0
17.28 | 34.56 | 7.48 | 0.10709 | 0 | 34.56 | 1 | 0
11.84 | 23.68 | 7.48 | 0.10709 | 0 | 23.68 | 1 | 0
9.44 | 18.88 | 7.48 | 0.10709 | 0 | 18.88 | 1 | 0
10.4 | 20.8 | 7.48 | 0.10709 | 0 | 20.8 | 1 | 0
11.88 | 23.76 | 7.48 | 0.10709 | 0 | 23.76 | 1 | 0
13.48 | 26.96 | 7.48 | 0.10709 | 0 | 26.96 | 1 | 0
14.92 | 29.84 | 7.48 | 0.10709 | 0 | 29.84 | 1 | 0
17.84 | 35.68 | 7.48 | 0.10709 | 0 | 35.68 | 1 | 0
24.92 | 49.84 | 7.48 | 0.10709 | 0 | 49.84 | 1 | 0
26.2 | 52.4 | 7.48 | 0.10709 | 0 | 52.4 | 1 | 0
28.2667 | 56.5333 | 7.48 | 0.10709 | 0 | 56.5333 | 1 | 0
29.7867 | 59.5733 | 7.48 | 0.10709 | 0 | 59.5733 | 1 | 0
33.16 | 66.32 | 7.48 | 0.12502 | 0 | 65.52 | 0.86667 | 0.8
31.68 | 63.36 | 7.48 | 0.12502 | 0 | 63.36 | 0.86667 | 0
27.96 | 55.92 | 7.48 | 0.12502 | 0 | 55.92 | 0.86667 | 0
26.72 | 53.44 | 12.23 | 0.12502 | 0 | 53.44 | 0.86667 | 0
26.68 | 53.36 | 12.23 | 0.12502 | 0 | 53.36 | 0.86667 | 0
25.84 | 51.68 | 12.23 | 0.12502 | 0 | 51.68 | 0.86667 | 0
24.24 | 48.48 | 12.23 | 0.12502 | 0 | 48.48 | 0.86667 | 0
26.96 | 53.92 | 7.48 | 0.12502 | 0 | 53.92 | 0.86667 | 0
27.76 | 55.52 | 7.48 | 0.12502 | 0 | 55.52 | 0.86667 | 0
26.96 | 53.92 | 7.48 | 0.12502 | 0 | 49.92 | 0.2 | 4
26.36 | 52.72 | 7.48 | 0.10709 | 4.8 | 52.72 | 0.91885 | 0
25.44 | 50.88 | 7.48 | 0.10709 | 0.54188 | 50.88 | 1 | 0
18.28 | 36.56 | 7.48 | 0.10709 | 0 | 36.56 | 1 | 0
11.28 | 22.56 | 7.48 | 0.10709 | 0 | 22.56 | 1 | 0
9.68 | 19.36 | 7.48 | 0.10709 | 0 | 19.36 | 1 | 0
11.16 | 22.32 | 7.48 | 0.10709 | 0 | 22.32 | 1 | 0
12.56 | 25.12 | 7.48 | 0.10709 | 0 | 25.12 | 1 | 0
12.88 | 25.76 | 7.48 | 0.10709 | 0 | 25.76 | 1 | 0
14.04 | 28.08 | 7.48 | 0.10709 | 0 | 28.08 | 1 | 0
17.28 | 34.56 | 7.48 | 0.10709 | 0 | 34.56 | 1 | 0
24.6 | 49.2 | 7.48 | 0.10709 | 0 | 49.2 | 1 | 0
25.24 | 50.48 | 7.48 | 0.10709 | 0 | 50.48 | 1 | 0
26.68 | 53.36 | 7.48 | 0.10709 | 0 | 53.36 | 1 | 0
26.2 | 52.4 | 7.48 | 0.10709 | 0 | 52.4 | 1 | 0
31.08 | 62.16 | 7.48 | 0.12502 | 0 | 62.16 | 1 | 0
30.44 | 60.88 | 7.48 | 0.12502 | 0 | 60.88 | 1 | 0
27.08 | 54.16 | 7.48 | 0.12502 | 0 | 54.16 | 1 | 0
26.24 | 52.48 | 12.23 | 0.12502 | 0 | 52.48 | 1 | 0
25.7867 | 51.5733 | 12.23 | 0.12502 | 0 | 51.5733 | 1 | 0
25.12 | 50.24 | 12.23 | 0.12502 | 0 | 50.24 | 1 | 0
24.36 | 48.72 | 12.23 | 0.12502 | 0 | 48.72 | 1 | 0
25.84 | 51.68 | 7.48 | 0.12502 | 0 | 51.68 | 1 | 0
25.96 | 51.92 | 7.48 | 0.12502 | 0 | 51.92 | 1 | 0
25.64 | 51.28 | 7.48 | 0.12502 | 0 | 46.48 | 0.2 | 4.8
25.44 | 50.88 | 7.48 | 0.10709 | 4.8 | 50.88 | 0.91885 | 0
24.36 | 48.72 | 7.48 | 0.10709 | 0.54188 | 48.72 | 1 | 0
17.68 | 35.36 | 7.48 | 0.10709 | 0 | 35.36 | 1 | 0
12.32 | 24.64 | 7.48 | 0.10709 | 0 | 24.64 | 1 | 0
10.44 | 20.88 | 7.48 | 0.10709 | 0 | 20.88 | 1 | 0
11.48 | 22.96 | 7.48 | 0.10709 | 0 | 22.96 | 1 | 0
12.92 | 25.84 | 7.48 | 0.10709 | 0 | 25.84 | 1 | 0
13.72 | 27.44 | 7.48 | 0.10709 | 0 | 27.44 | 1 | 0
15.56 | 31.12 | 7.48 | 0.10709 | 0 | 31.12 | 1 | 0
18.16 | 36.32 | 7.48 | 0.10709 | 0 | 36.32 | 1 | 0
25.48 | 50.96 | 7.48 | 0.10709 | 0 | 50.96 | 1 | 0
26.4 | 52.8 | 7.48 | 0.10709 | 0 | 52.8 | 1 | 0
30.44 | 60.88 | 7.48 | 0.10709 | 0 | 60.88 | 1 | 0
27.8 | 55.6 | 7.48 | 0.10709 | 0 | 55.6 | 1 | 0
27.76 | 55.52 | 7.48 | 0.10709 | 0 | 55.52 | 1 | 0
30.96 | 61.92 | 7.48 | 0.10709 | 0 | 61.92 | 1 | 0
28.52 | 57.04 | 7.48 | 0.10709 | 0 | 57.04 | 1 | 0
25.56 | 51.12 | 7.48 | 0.10709 | 0 | 51.12 | 1 | 0
25.2 | 50.4 | 7.48 | 0.10709 | 0 | 50.4 | 1 | 0
25.68 | 51.36 | 7.48 | 0.10709 | 0 | 51.36 | 1 | 0
25.08 | 50.16 | 7.48 | 0.10709 | 0 | 50.16 | 1 | 0
27.12 | 54.24 | 7.48 | 0.10709 | 0 | 54.24 | 1 | 0
28.04 | 56.08 | 7.48 | 0.10709 | 0 | 56.08 | 1 | 0
28.48 | 56.96 | 7.48 | 0.10709 | 0 | 56.96 | 1 | 0
26.08 | 52.16 | 7.48 | 0.10709 | 0 | 52.16 | 1 | 0
21.64 | 43.28 | 7.48 | 0.10709 | 0 | 43.28 | 1 | 0
21.04 | 42.08 | 7.48 | 0.10709 | 0 | 42.08 | 1 | 0
12.16 | 24.32 | 7.48 | 0.10709 | 0 | 24.32 | 1 | 0
9.32 | 18.64 | 7.48 | 0.10709 | 0 | 18.64 | 1 | 0
10.8533 | 21.7067 | 7.48 | 0.10709 | 0 | 21.7067 | 1 | 0
14.0133 | 28.0267 | 7.48 | 0.10709 | 0 | 28.0267 | 1 | 0
15.6933 | 31.3867 | 7.48 | 0.10709 | 0 | 31.3867 | 1 | 0
17.7333 | 35.4667 | 7.48 | 0.10709 | 0 | 35.4667 | 1 | 0
17.4133 | 34.8267 | 7.48 | 0.10709 | 0 | 34.8267 | 1 | 0
17.48 | 34.96 | 7.48 | 0.10709 | 0 | 34.96 | 1 | 0
22.72 | 45.44 | 7.48 | 0.10709 | 0 | 45.44 | 1 | 0
23.08 | 46.16 | 7.48 | 0.10709 | 0 | 46.16 | 1 | 0
24.64 | 49.28 | 7.48 | 0.10709 | 0 | 49.28 | 1 | 0
23.28 | 46.56 | 7.48 | 0.10709 | 0 | 46.56 | 1 | 0
24.6 | 49.2 | 7.48 | 0.10709 | 0 | 49.2 | 1 | 0
23.48 | 46.96 | 7.48 | 0.10709 | 0 | 46.96 | 1 | 0
24.24 | 48.48 | 7.48 | 0.10709 | 0 | 48.48 | 1 | 0
23 | 46 | 7.48 | 0.10709 | 0 | 46 | 1 | 0
23.08 | 46.16 | 7.48 | 0.10709 | 0 | 46.16 | 1 | 0
24.96 | 49.92 | 7.48 | 0.10709 | 0 | 49.92 | 1 | 0
27.24 | 54.48 | 7.48 | 0.10709 | 0 | 54.48 | 1 | 0
23.56 | 47.12 | 7.48 | 0.10709 | 0 | 47.12 | 1 | 0
22.2 | 44.4 | 7.48 | 0.10709 | 0 | 44.4 | 1 | 0
23.08 | 46.16 | 7.48 | 0.10709 | 0 | 46.16 | 1 | 0
22.92 | 45.84 | 7.48 | 0.10709 | 0 | 45.84 | 1 | 0
20.96 | 41.92 | 7.48 | 0.10709 | 0 | 41.92 | 1 | 0
17.84 | 35.68 | 7.48 | 0.10709 | 0 | 35.68 | 1 | 0
14.52 | 29.04 | 7.48 | 0.10709 | 0 | 29.04 | 1 | 0
14.48 | 28.96 | 7.48 | 0.10709 | 0 | 28.96 | 1 | 0
16.28 | 32.56 | 7.48 | 0.10709 | 0 | 32.56 | 1 | 0
18.44 | 36.88 | 7.48 | 0.10709 | 0 | 36.88 | 1 | 0
20.68 | 41.36 | 7.48 | 0.10709 | 0 | 41.36 | 1 | 0
22.04 | 44.08 | 7.48 | 0.10709 | 0 | 44.08 | 1 | 0
19.96 | 39.92 | 7.48 | 0.10709 | 0 | 39.92 | 1 | 0
17.12 | 34.24 | 7.48 | 0.10709 | 0 | 34.24 | 1 | 0
22.4 | 44.8 | 7.48 | 0.10709 | 0 | 44.8 | 1 | 0
22.4 | 44.8 | 7.48 | 0.10709 | 0 | 44.8 | 1 | 0
22.52 | 45.04 | 7.48 | 0.12502 | 0 | 45.04 | 1 | 0
22.56 | 45.12 | 7.48 | 0.12502 | 0 | 45.12 | 1 | 0
22.24 | 44.48 | 7.48 | 0.12502 | 0 | 44.48 | 1 | 0
23.52 | 47.04 | 12.23 | 0.12502 | 0 | 47.04 | 1 | 0
22.12 | 44.24 | 12.23 | 0.12502 | 0 | 44.24 | 1 | 0
24.08 | 48.16 | 12.23 | 0.12502 | 0 | 48.16 | 1 | 0
22.24 | 44.48 | 12.23 | 0.12502 | 0 | 44.48 | 1 | 0
21.64 | 43.28 | 7.48 | 0.12502 | 0 | 43.28 | 1 | 0
15.76 | 31.52 | 7.48 | 0.12502 | 0 | 31.52 | 1 | 0
15.28 | 30.56 | 7.48 | 0.12502 | 0 | 25.76 | 0.2 | 4.8
15.36 | 30.72 | 7.48 | 0.10709 | 4.8 | 30.72 | 0.91885 | 0
17.8 | 35.6 | 7.48 | 0.10709 | 0.54188 | 35.6 | 1 | 0
16.72 | 33.44 | 7.48 | 0.10709 | 0 | 33.44 | 1 | 0
11.72 | 23.44 | 7.48 | 0.10709 | 0 | 23.44 | 1 | 0
9.84 | 19.68 | 7.48 | 0.10709 | 0 | 19.68 | 1 | 0
11.4 | 22.8 | 7.48 | 0.10709 | 0 | 22.8 | 1 | 0
12.12 | 24.24 | 7.48 | 0.10709 | 0 | 24.24 | 1 | 0
12.8 | 25.6 | 7.48 | 0.10709 | 0 | 25.6 | 1 | 0
14.44 | 28.88 | 7.48 | 0.10709 | 0 | 28.88 | 1 | 0
15.56 | 31.12 | 7.48 | 0.10709 | 0 | 31.12 | 1 | 0
22.48 | 44.96 | 7.48 | 0.10709 | 0 | 44.96 | 1 | 0
23.8 | 47.6 | 7.48 | 0.10709 | 0 | 47.6 | 1 | 0
28.44 | 56.88 | 7.48 | 0.10709 | 0 | 56.88 | 1 | 0
26.88 | 53.76 | 7.48 | 0.10709 | 0 | 53.76 | 1 | 0
28.36 | 56.72 | 7.48 | 0.12502 | 0 | 56.72 | 1 | 0
32.68 | 65.36 | 7.48 | 0.12502 | 0 | 65.36 | 1 | 0
28.2 | 56.4 | 7.48 | 0.12502 | 0 | 56.4 | 1 | 0
27.8 | 55.6 | 12.23 | 0.12502 | 0 | 53.52 | 0.65334 | 2.08
25.84 | 51.68 | 12.23 | 0.12502 | 0 | 51.68 | 0.65334 | 0
25.16 | 50.32 | 12.23 | 0.12502 | 0 | 50.32 | 0.65334 | 0
22.8 | 45.6 | 12.23 | 0.12502 | 0 | 45.6 | 0.65334 | 0
24.84 | 49.68 | 7.48 | 0.12502 | 0 | 49.68 | 0.65334 | 0
27.4 | 54.8 | 7.48 | 0.12502 | 0 | 54.8 | 0.65334 | 0
28.8 | 57.6 | 7.48 | 0.12502 | 0 | 54.88 | 0.2 | 2.72
28.64 | 57.28 | 7.48 | 0.10709 | 4.8 | 57.28 | 0.91885 | 0
25.24 | 50.48 | 7.48 | 0.10709 | 0.54188 | 50.48 | 1 | 0
16.96 | 33.92 | 7.48 | 0.10709 | 0 | 33.92 | 1 | 0
12.2 | 24.4 | 7.48 | 0.10709 | 0 | 24.4 | 1 | 0
9.92 | 19.84 | 7.48 | 0.10709 | 0 | 19.84 | 1 | 0
11.28 | 22.56 | 7.48 | 0.10709 | 0 | 22.56 | 1 | 0
11.72 | 23.44 | 7.48 | 0.10709 | 0 | 23.44 | 1 | 0
12.76 | 25.52 | 7.48 | 0.10709 | 0 | 25.52 | 1 | 0
14.24 | 28.48 | 7.48 | 0.10709 | 0 | 28.48 | 1 | 0
17.08 | 34.16 | 7.48 | 0.10709 | 0 | 34.16 | 1 | 0
24.08 | 48.16 | 7.48 | 0.10709 | 0 | 48.16 | 1 | 0
24.76 | 49.52 | 7.48 | 0.10709 | 0 | 49.52 | 1 | 0
26 | 52 | 7.48 | 0.10709 | 0 | 52 | 1 | 0
26.92 | 53.84 | 7.48 | 0.10709 | 0 | 53.84 | 1 | 0
30.84 | 61.68 | 7.48 | 0.12502 | 0 | 61.68 | 1 | 0
33.2 | 66.4 | 7.48 | 0.12502 | 0 | 65.52 | 0.85334 | 0.88
32 | 64 | 7.48 | 0.12502 | 0.97935 | 64 | 1 | 0
25.2 | 50.4 | 12.23 | 0.12502 | 0 | 50.4 | 1 | 0
24.04 | 48.08 | 12.23 | 0.12502 | 0 | 48.08 | 1 | 0
29.16 | 58.32 | 12.23 | 0.12502 | 0 | 53.52 | 0.2 | 4.8
26.72 | 53.44 | 12.23 | 0.12502 | 0 | 53.44 | 0.2 | 0
26.96 | 53.92 | 7.48 | 0.12502 | 0 | 53.92 | 0.2 | 0
27.68 | 55.36 | 7.48 | 0.12502 | 0 | 55.36 | 0.2 | 0
27.68 | 55.36 | 7.48 | 0.12502 | 0 | 55.36 | 0.2 | 0
24.92 | 49.84 | 7.48 | 0.10709 | 4.8 | 49.84 | 0.91885 | 0
18.64 | 37.28 | 7.48 | 0.10709 | 0.54188 | 37.28 | 1 | 0
16.12 | 32.24 | 7.48 | 0.10709 | 0 | 32.24 | 1 | 0
11.2 | 22.4 | 7.48 | 0.10709 | 0 | 22.4 | 1 | 0
9.12 | 18.24 | 7.48 | 0.10709 | 0 | 18.24 | 1 | 0
10.68 | 21.36 | 7.48 | 0.10709 | 0 | 21.36 | 1 | 0
11.2 | 22.4 | 7.48 | 0.10709 | 0 | 22.4 | 1 | 0
13.36 | 26.72 | 7.48 | 0.10709 | 0 | 26.72 | 1 | 0
15.12 | 30.24 | 7.48 | 0.10709 | 0 | 30.24 | 1 | 0
20.4 | 40.8 | 7.48 | 0.10709 | 0 | 40.8 | 1 | 0
23.76 | 47.52 | 7.48 | 0.10709 | 0 | 47.52 | 1 | 0
25.56 | 51.12 | 7.48 | 0.10709 | 0 | 51.12 | 1 | 0
27.88 | 55.76 | 7.48 | 0.10709 | 0 | 55.76 | 1 | 0
31.84 | 63.68 | 7.48 | 0.10709 | 0 | 63.68 | 1 | 0
33.6 | 67.2 | 7.48 | 0.12502 | 0 | 65.52 | 0.72 | 1.68
33 | 66 | 7.48 | 0.12502 | 0 | 65.52 | 0.64 | 0.48
27.24 | 54.48 | 7.48 | 0.12502 | 0 | 54.48 | 0.64 | 0
24.88 | 49.76 | 12.23 | 0.12502 | 0 | 49.76 | 0.64 | 0
24.64 | 49.28 | 12.23 | 0.12502 | 0 | 49.28 | 0.64 | 0
24.64 | 49.28 | 12.23 | 0.12502 | 0 | 49.28 | 0.64 | 0
24.88 | 49.76 | 12.23 | 0.12502 | 0 | 49.76 | 0.64 | 0
26.68 | 53.36 | 7.48 | 0.12502 | 0 | 53.36 | 0.64 | 0
26.52 | 53.04 | 7.48 | 0.12502 | 0 | 53.04 | 0.64 | 0
25.2 | 50.4 | 7.48 | 0.12502 | 0 | 47.76 | 0.2 | 2.64
25.4 | 50.8 | 7.48 | 0.10709 | 4.8 | 50.8 | 0.91885 | 0
24.04 | 48.08 | 7.48 | 0.10709 | 0.54188 | 48.08 | 1 | 0
19.24 | 38.48 | 7.48 | 0.10709 | 0 | 38.48 | 1 | 0
10.64 | 21.28 | 7.48 | 0.10709 | 0 | 21.28 | 1 | 0
9.68 | 19.36 | 7.48 | 0.10709 | 0 | 19.36 | 1 | 0
10.6 | 21.2 | 7.48 | 0.10709 | 0 | 21.2 | 1 | 0
12.16 | 24.32 | 7.48 | 0.10709 | 0 | 24.32 | 1 | 0
13.6 | 27.2 | 7.48 | 0.10709 | 0 | 27.2 | 1 | 0
15.96 | 31.92 | 7.48 | 0.10709 | 0 | 31.92 | 1 | 0
18.6 | 37.2 | 7.48 | 0.10709 | 0 | 37.2 | 1 | 0
25.16 | 50.32 | 7.48 | 0.10709 | 0 | 50.32 | 1 | 0
25.36 | 50.72 | 7.48 | 0.10709 | 0 | 50.72 | 1 | 0
26.36 | 52.72 | 7.48 | 0.10709 | 0 | 52.72 | 1 | 0
25.96 | 51.92 | 7.48 | 0.10709 | 0 | 51.92 | 1 | 0
31.68 | 63.36 | 7.48 | 0.12502 | 0 | 63.36 | 1 | 0
28.36 | 56.72 | 7.48 | 0.12502 | 0 | 56.72 | 1 | 0
27.64 | 55.28 | 7.48 | 0.12502 | 0 | 55.28 | 1 | 0
26.6 | 53.2 | 12.23 | 0.12502 | 0 | 53.2 | 1 | 0
24.6 | 49.2 | 12.23 | 0.12502 | 0 | 49.2 | 1 | 0
24.16 | 48.32 | 12.23 | 0.12502 | 0 | 48.32 | 1 | 0
23.72 | 47.44 | 12.23 | 0.12502 | 0 | 47.44 | 1 | 0
27.96 | 55.92 | 7.48 | 0.12502 | 0 | 55.92 | 1 | 0
26.152 | 52.304 | 7.48 | 0.12502 | 0 | 52.304 | 1 | 0
25.168 | 50.336 | 7.48 | 0.12502 | 0 | 45.536 | 0.2 | 4.8
24.96 | 49.92 | 7.48 | 0.10709 | 4.8 | 49.92 | 0.91885 | 0
23.92 | 47.84 | 7.48 | 0.10709 | 0.54188 | 47.84 | 1 | 0
18.64 | 37.28 | 7.48 | 0.10709 | 0 | 37.28 | 1 | 0
12.76 | 25.52 | 7.48 | 0.10709 | 0 | 25.52 | 1 | 0
10.4 | 20.8 | 7.48 | 0.10709 | 0 | 20.8 | 1 | 0
10.16 | 20.32 | 7.48 | 0.10709 | 0 | 20.32 | 1 | 0
12.04 | 24.08 | 7.48 | 0.10709 | 0 | 24.08 | 1 | 0
13.48 | 26.96 | 7.48 | 0.10709 | 0 | 26.96 | 1 | 0
15.92 | 31.84 | 7.48 | 0.10709 | 0 | 31.84 | 1 | 0
18 | 36 | 7.48 | 0.10709 | 0 | 36 | 1 | 0
25.36 | 50.72 | 7.48 | 0.10709 | 0 | 50.72 | 1 | 0
27.64 | 55.28 | 7.48 | 0.10709 | 0 | 55.28 | 1 | 0
28.6 | 57.2 | 7.48 | 0.10709 | 0 | 57.2 | 1 | 0
27.52 | 55.04 | 7.48 | 0.10709 | 0 | 55.04 | 1 | 0
31.2 | 62.4 | 7.48 | 0.10709 | 0 | 62.4 | 1 | 0
28.64 | 57.28 | 7.48 | 0.10709 | 0 | 57.28 | 1 | 0
27.92 | 55.84 | 7.48 | 0.10709 | 0 | 55.84 | 1 | 0
28.56 | 57.12 | 7.48 | 0.10709 | 0 | 57.12 | 1 | 0
32.4 | 64.8 | 7.48 | 0.10709 | 0 | 64.8 | 1 | 0
31.76 | 63.52 | 7.48 | 0.10709 | 0 | 63.52 | 1 | 0
28.4 | 56.8 | 7.48 | 0.10709 | 0 | 56.8 | 1 | 0
27.64 | 55.28 | 7.48 | 0.10709 | 0 | 55.28 | 1 | 0
29.04 | 58.08 | 7.48 | 0.10709 | 0 | 58.08 | 1 | 0
30.56 | 61.12 | 7.48 | 0.10709 | 0 | 61.12 | 1 | 0
27.56 | 55.12 | 7.48 | 0.10709 | 0 | 55.12 | 1 | 0
22.4 | 44.8 | 7.48 | 0.10709 | 0 | 44.8 | 1 | 0
22.36 | 44.72 | 7.48 | 0.10709 | 0 | 44.72 | 1 | 0
15.92 | 31.84 | 7.48 | 0.10709 | 0 | 31.84 | 1 | 0
14.12 | 28.24 | 7.48 | 0.10709 | 0 | 28.24 | 1 | 0
13.56 | 27.12 | 7.48 | 0.10709 | 0 | 27.12 | 1 | 0
13.6 | 27.2 | 7.48 | 0.10709 | 0 | 27.2 | 1 | 0
16.7733 | 33.5467 | 7.48 | 0.10709 | 0 | 33.5467 | 1 | 0
18.7067 | 37.4133 | 7.48 | 0.10709 | 0 | 37.4133 | 1 | 0
16.56 | 33.12 | 7.48 | 0.10709 | 0 | 33.12 | 1 | 0
15.88 | 31.76 | 7.48 | 0.10709 | 0 | 31.76 | 1 | 0
22.8 | 45.6 | 7.48 | 0.10709 | 0 | 45.6 | 1 | 0
23.64 | 47.28 | 7.48 | 0.10709 | 0 | 47.28 | 1 | 0
25.04 | 50.08 | 7.48 | 0.10709 | 0 | 50.08 | 1 | 0
24.6 | 49.2 | 7.48 | 0.10709 | 0 | 49.2 | 1 | 0
25.04 | 50.08 | 7.48 | 0.10709 | 0 | 50.08 | 1 | 0
24.44 | 48.88 | 7.48 | 0.10709 | 0 | 48.88 | 1 | 0
24.28 | 48.56 | 7.48 | 0.10709 | 0 | 48.56 | 1 | 0
25.44 | 50.88 | 7.48 | 0.10709 | 0 | 50.88 | 1 | 0
27.08 | 54.16 | 7.48 | 0.10709 | 0 | 54.16 | 1 | 0
28 | 56 | 7.48 | 0.10709 | 0 | 56 | 1 | 0
26 | 52 | 7.48 | 0.10709 | 0 | 52 | 1 | 0
22.16 | 44.32 | 7.48 | 0.10709 | 0 | 44.32 | 1 | 0
21.88 | 43.76 | 7.48 | 0.10709 | 0 | 43.76 | 1 | 0
22.36 | 44.72 | 7.48 | 0.10709 | 0 | 44.72 | 1 | 0
23.24 | 46.48 | 7.48 | 0.10709 | 0 | 46.48 | 1 | 0
19.52 | 39.04 | 7.48 | 0.10709 | 0 | 39.04 | 1 | 0
12.52 | 25.04 | 7.48 | 0.10709 | 0 | 25.04 | 1 | 0
10.72 | 21.44 | 7.48 | 0.10709 | 0 | 21.44 | 1 | 0
10.4 | 20.8 | 7.48 | 0.10709 | 0 | 20.8 | 1 | 0
16.72 | 33.44 | 7.48 | 0.10709 | 0 | 33.44 | 1 | 0
18.52 | 37.04 | 7.48 | 0.10709 | 0 | 37.04 | 1 | 0
14.36 | 28.72 | 7.48 | 0.10709 | 0 | 28.72 | 1 | 0
15.04 | 30.08 | 7.48 | 0.10709 | 0 | 30.08 | 1 | 0
16.04 | 32.08 | 7.48 | 0.10709 | 0 | 32.08 | 1 | 0
16.04 | 32.08 | 7.48 | 0.10709 | 0 | 32.08 | 1 | 0
22.36 | 44.72 | 7.48 | 0.10709 | 0 | 44.72 | 1 | 0
23.68 | 47.36 | 7.48 | 0.10709 | 0 | 47.36 | 1 | 0
23.2 | 46.4 | 7.48 | 0.12502 | 0 | 46.4 | 1 | 0
23 | 46 | 7.48 | 0.12502 | 0 | 46 | 1 | 0
22.84 | 45.68 | 7.48 | 0.12502 | 0 | 45.68 | 1 | 0
22.8 | 45.6 | 12.23 | 0.12502 | 0 | 45.6 | 1 | 0
23.68 | 47.36 | 12.23 | 0.12502 | 0 | 47.36 | 1 | 0
23.64 | 47.28 | 12.23 | 0.12502 | 0 | 47.28 | 1 | 0
23.2 | 46.4 | 12.23 | 0.12502 | 0 | 46.4 | 1 | 0
25.44 | 50.88 | 7.48 | 0.12502 | 0 | 50.88 | 1 | 0
24.64 | 49.28 | 7.48 | 0.12502 | 0 | 49.28 | 1 | 0
23.12 | 46.24 | 7.48 | 0.12502 | 0 | 41.44 | 0.2 | 4.8
22.96 | 45.92 | 7.48 | 0.10709 | 4.8 | 45.92 | 0.91885 | 0
24.28 | 48.56 | 7.48 | 0.10709 | 0.54188 | 48.56 | 1 | 0
23.96 | 47.92 | 7.48 | 0.10709 | 0 | 47.92 | 1 | 0
18.52 | 37.04 | 7.48 | 0.10709 | 0 | 37.04 | 1 | 0
16.4 | 32.8 | 7.48 | 0.10709 | 0 | 32.8 | 1 | 0
16.08 | 32.16 | 7.48 | 0.10709 | 0 | 32.16 | 1 | 0
18.52 | 37.04 | 7.48 | 0.10709 | 0 | 37.04 | 1 | 0
16.28 | 32.56 | 7.48 | 0.10709 | 0 | 32.56 | 1 | 0
14.88 | 29.76 | 7.48 | 0.10709 | 0 | 29.76 | 1 | 0
17.76 | 35.52 | 7.48 | 0.10709 | 0 | 35.52 | 1 | 0
23.84 | 47.68 | 7.48 | 0.10709 | 0 | 47.68 | 1 | 0
25.78 | 51.56 | 7.48 | 0.10709 | 0 | 51.56 | 1 | 0
28.28 | 56.56 | 7.48 | 0.10709 | 0 | 56.56 | 1 | 0
29.52 | 59.04 | 7.48 | 0.10709 | 0 | 59.04 | 1 | 0
29.04 | 58.08 | 7.48 | 0.12502 | 0 | 58.08 | 1 | 0
31.52 | 63.04 | 7.48 | 0.12502 | 0 | 63.04 | 1 | 0
29.6 | 59.2 | 7.48 | 0.12502 | 0 | 59.2 | 1 | 0
26.48 | 52.96 | 12.23 | 0.12502 | 0 | 52.96 | 1 | 0
24.5467 | 49.0933 | 12.23 | 0.12502 | 0 | 49.0933 | 1 | 0
22.9733 | 45.9467 | 12.23 | 0.12502 | 0 | 45.9467 | 1 | 0
23.28 | 46.56 | 12.23 | 0.12502 | 0 | 46.56 | 1 | 0
24.96 | 49.92 | 7.48 | 0.12502 | 0 | 49.92 | 1 | 0
26.92 | 53.84 | 7.48 | 0.12502 | 0 | 53.84 | 1 | 0
27.04 | 54.08 | 7.48 | 0.12502 | 0 | 49.28 | 0.2 | 4.8
27.8 | 55.6 | 7.48 | 0.10709 | 4.8 | 55.6 | 0.91885 | 0
26.12 | 52.24 | 7.48 | 0.10709 | 0.54188 | 52.24 | 1 | 0
21.28 | 42.56 | 7.48 | 0.10709 | 0 | 42.56 | 1 | 0
11.68 | 23.36 | 7.48 | 0.10709 | 0 | 23.36 | 1 | 0
9.68 | 19.36 | 7.48 | 0.10709 | 0 | 19.36 | 1 | 0
11.4 | 22.8 | 7.48 | 0.10709 | 0 | 22.8 | 1 | 0
17.8 | 35.6 | 7.48 | 0.10709 | 0 | 35.6 | 1 | 0
16.16 | 32.32 | 7.48 | 0.10709 | 0 | 32.32 | 1 | 0
15.48 | 30.96 | 7.48 | 0.10709 | 0 | 30.96 | 1 | 0
18.04 | 36.08 | 7.48 | 0.10709 | 0 | 36.08 | 1 | 0
24.88 | 49.76 | 7.48 | 0.10709 | 0 | 49.76 | 1 | 0
24.68 | 49.36 | 7.48 | 0.10709 | 0 | 49.36 | 1 | 0
26.12 | 52.24 | 7.48 | 0.10709 | 0 | 52.24 | 1 | 0
26.96 | 53.92 | 7.48 | 0.10709 | 0 | 53.92 | 1 | 0
26.64 | 53.28 | 7.48 | 0.12502 | 0 | 53.28 | 1 | 0
30.04 | 60.08 | 7.48 | 0.12502 | 0 | 60.08 | 1 | 0
27.44 | 54.88 | 7.48 | 0.12502 | 0 | 54.88 | 1 | 0
25.72 | 51.44 | 12.23 | 0.12502 | 0 | 51.44 | 1 | 0
25.52 | 51.04 | 12.23 | 0.12502 | 0 | 51.04 | 1 | 0
24.96 | 49.92 | 12.23 | 0.12502 | 0 | 49.92 | 1 | 0
24.88 | 49.76 | 12.23 | 0.12502 | 0 | 49.76 | 1 | 0
26.48 | 52.96 | 7.48 | 0.12502 | 0 | 52.96 | 1 | 0
26.12 | 52.24 | 7.48 | 0.12502 | 0 | 52.24 | 1 | 0
25.2 | 50.4 | 7.48 | 0.12502 | 0 | 45.6 | 0.2 | 4.8
25.64 | 51.28 | 7.48 | 0.10709 | 4.8 | 51.28 | 0.91885 | 0
21.12 | 42.24 | 7.48 | 0.10709 | 0.54188 | 42.24 | 1 | 0
18.08 | 36.16 | 7.48 | 0.10709 | 0 | 36.16 | 1 | 0
12.96 | 25.92 | 7.48 | 0.10709 | 0 | 25.92 | 1 | 0
10.36 | 20.72 | 7.48 | 0.10709 | 0 | 20.72 | 1 | 0
12.8 | 25.6 | 7.48 | 0.10709 | 0 | 25.6 | 1 | 0
17.4 | 34.8 | 7.48 | 0.10709 | 0 | 34.8 | 1 | 0
15.28 | 30.56 | 7.48 | 0.10709 | 0 | 30.56 | 1 | 0
14.8 | 29.6 | 7.48 | 0.10709 | 0 | 29.6 | 1 | 0
16.84 | 33.68 | 7.48 | 0.10709 | 0 | 33.68 | 1 | 0
24.32 | 48.64 | 7.48 | 0.10709 | 0 | 48.64 | 1 | 0
25.64 | 51.28 | 7.48 | 0.10709 | 0 | 51.28 | 1 | 0
27.48 | 54.96 | 7.48 | 0.10709 | 0 | 54.96 | 1 | 0
29.64 | 59.28 | 7.48 | 0.10709 | 0 | 59.28 | 1 | 0
31.8533 | 63.7067 | 7.48 | 0.12502 | 0 | 63.7067 | 1 | 0
31.2 | 62.4 | 7.48 | 0.12502 | 0 | 62.4 | 1 | 0
27.1733 | 54.3467 | 7.48 | 0.12502 | 0 | 54.3467 | 1 | 0
26.72 | 53.44 | 12.23 | 0.12502 | 0 | 53.44 | 1 | 0
26.72 | 53.44 | 12.23 | 0.12502 | 0 | 53.44 | 1 | 0
24.96 | 49.92 | 12.23 | 0.12502 | 0 | 49.92 | 1 | 0
25.48 | 50.96 | 12.23 | 0.12502 | 0 | 50.96 | 1 | 0
27.32 | 54.64 | 7.48 | 0.12502 | 0 | 54.64 | 1 | 0
26.2 | 52.4 | 7.48 | 0.12502 | 0 | 52.4 | 1 | 0
24.8 | 49.6 | 7.48 | 0.12502 | 0 | 44.8 | 0.2 | 4.8
24.62 | 49.24 | 7.48 | 0.10709 | 4.8 | 49.24 | 0.91885 | 0
22.76 | 45.52 | 7.48 | 0.10709 | 0.54188 | 45.52 | 1 | 0
21.96 | 43.92 | 7.48 | 0.10709 | 0 | 43.92 | 1 | 0
16.28 | 32.56 | 7.48 | 0.10709 | 0 | 32.56 | 1 | 0
14.24 | 28.48 | 7.48 | 0.10709 | 0 | 28.48 | 1 | 0
14.832 | 29.664 | 7.48 | 0.10709 | 0 | 29.664 | 1 | 0
17.448 | 34.896 | 7.48 | 0.10709 | 0 | 34.896 | 1 | 0
14.4 | 28.8 | 7.48 | 0.10709 | 0 | 28.8 | 1 | 0
15.04 | 30.08 | 7.48 | 0.10709 | 0 | 30.08 | 1 | 0
17.72 | 35.44 | 7.48 | 0.10709 | 0 | 35.44 | 1 | 0
24.6667 | 49.3333 | 7.48 | 0.10709 | 0 | 49.3333 | 1 | 0
25.6933 | 51.3867 | 7.48 | 0.10709 | 0 | 51.3867 | 1 | 0
28.56 | 57.12 | 7.48 | 0.10709 | 0 | 57.12 | 1 | 0
31.64 | 63.28 | 7.48 | 0.10709 | 0 | 63.28 | 1 | 0
32.28 | 64.56 | 7.48 | 0.12502 | 0 | 64.56 | 1 | 0
31.92 | 63.84 | 7.48 | 0.12502 | 0 | 63.84 | 1 | 0
30.04 | 60.08 | 7.48 | 0.12502 | 0 | 60.08 | 1 | 0
25.28 | 50.56 | 12.23 | 0.12502 | 0 | 50.56 | 1 | 0
23.64 | 47.28 | 12.23 | 0.12502 | 0 | 47.28 | 1 | 0
23.48 | 46.96 | 12.23 | 0.12502 | 0 | 46.96 | 1 | 0
24.04 | 48.08 | 12.23 | 0.12502 | 0 | 48.08 | 1 | 0
25.24 | 50.48 | 7.48 | 0.12502 | 0 | 50.48 | 1 | 0
26.16 | 52.32 | 7.48 | 0.12502 | 0 | 52.32 | 1 | 0
27.32 | 54.64 | 7.48 | 0.12502 | 0 | 49.84 | 0.2 | 4.8
26.44 | 52.88 | 7.48 | 0.10709 | 4.8 | 52.88 | 0.91885 | 0
26.32 | 52.64 | 7.48 | 0.10709 | 0.54188 | 52.64 | 1 | 0
19.96 | 39.92 | 7.48 | 0.10709 | 0 | 39.92 | 1 | 0
13.6 | 27.2 | 7.48 | 0.10709 | 0 | 27.2 | 1 | 0
11.6 | 23.2 | 7.48 | 0.10709 | 0 | 23.2 | 1 | 0
12.2 | 24.4 | 7.48 | 0.10709 | 0 | 24.4 | 1 | 0
17.64 | 35.28 | 7.48 | 0.10709 | 0 | 35.28 | 1 | 0
14.76 | 29.52 | 7.48 | 0.10709 | 0 | 29.52 | 1 | 0
15 | 30 | 7.48 | 0.10709 | 0 | 30 | 1 | 0
17.52 | 35.04 | 7.48 | 0.10709 | 0 | 35.04 | 1 | 0
24.68 | 49.36 | 7.48 | 0.10709 | 0 | 49.36 | 1 | 0
25.16 | 50.32 | 7.48 | 0.10709 | 0 | 50.32 | 1 | 0
28.24 | 56.48 | 7.48 | 0.10709 | 0 | 56.48 | 1 | 0
27.56 | 55.12 | 7.48 | 0.10709 | 0 | 55.12 | 1 | 0
29.76 | 59.52 | 7.48 | 0.10709 | 0 | 59.52 | 1 | 0
28.8 | 57.6 | 7.48 | 0.10709 | 0 | 57.6 | 1 | 0
27.24 | 54.48 | 7.48 | 0.10709 | 0 | 54.48 | 1 | 0
27.32 | 54.64 | 7.48 | 0.10709 | 0 | 54.64 | 1 | 0
26.24 | 52.48 | 7.48 | 0.10709 | 0 | 52.48 | 1 | 0
27.16 | 54.32 | 7.48 | 0.10709 | 0 | 54.32 | 1 | 0
27.36 | 54.72 | 7.48 | 0.10709 | 0 | 54.72 | 1 | 0
27.68 | 55.36 | 7.48 | 0.10709 | 0 | 55.36 | 1 | 0
26.6 | 53.2 | 7.48 | 0.10709 | 0 | 53.2 | 1 | 0
25.96 | 51.92 | 7.48 | 0.10709 | 0 | 51.92 | 1 | 0
24.88 | 49.76 | 7.48 | 0.10709 | 0 | 49.76 | 1 | 0
25.16 | 50.32 | 7.48 | 0.10709 | 0 | 50.32 | 1 | 0
19.2 | 38.4 | 7.48 | 0.10709 | 0 | 38.4 | 1 | 0
11.48 | 22.96 | 7.48 | 0.10709 | 0 | 22.96 | 1 | 0
12.1333 | 24.2667 | 7.48 | 0.10709 | 0 | 24.2667 | 1 | 0
8.84 | 17.68 | 7.48 | 0.10709 | 0 | 17.68 | 1 | 0
11.96 | 23.92 | 7.48 | 0.10709 | 0 | 23.92 | 1 | 0
14.04 | 28.08 | 7.48 | 0.10709 | 0 | 28.08 | 1 | 0
15.92 | 31.84 | 7.48 | 0.10709 | 0 | 31.84 | 1 | 0
18.04 | 36.08 | 7.48 | 0.10709 | 0 | 36.08 | 1 | 0
19.6 | 39.2 | 7.48 | 0.10709 | 0 | 39.2 | 1 | 0
23.68 | 47.36 | 7.48 | 0.10709 | 0 | 47.36 | 1 | 0
23.2 | 46.4 | 7.48 | 0.10709 | 0 | 46.4 | 1 | 0
24.68 | 49.36 | 7.48 | 0.10709 | 0 | 49.36 | 1 | 0
24.44 | 48.88 | 7.48 | 0.10709 | 0 | 48.88 | 1 | 0
25.56 | 51.12 | 7.48 | 0.10709 | 0 | 51.12 | 1 | 0
24.32 | 48.64 | 7.48 | 0.10709 | 0 | 48.64 | 1 | 0
26.12 | 52.24 | 7.48 | 0.10709 | 0 | 52.24 | 1 | 0
25.28 | 50.56 | 7.48 | 0.10709 | 0 | 50.56 | 1 | 0
24.48 | 48.96 | 7.48 | 0.10709 | 0 | 48.96 | 1 | 0
23 | 46 | 7.48 | 0.10709 | 0 | 46 | 1 | 0
26.84 | 53.68 | 7.48 | 0.10709 | 0 | 53.68 | 1 | 0
21.64 | 43.28 | 7.48 | 0.10709 | 0 | 43.28 | 1 | 0
20.24 | 40.48 | 7.48 | 0.10709 | 0 | 40.48 | 1 | 0
16.48 | 32.96 | 7.48 | 0.10709 | 0 | 32.96 | 1 | 0
16 | 32 | 7.48 | 0.10709 | 0 | 32 | 1 | 0
16.48 | 32.96 | 7.48 | 0.10709 | 0 | 32.96 | 1 | 0
14.56 | 29.12 | 7.48 | 0.10709 | 0 | 29.12 | 1 | 0
12.4 | 24.8 | 7.48 | 0.10709 | 0 | 24.8 | 1 | 0
9.6 | 19.2 | 7.48 | 0.10709 | 0 | 19.2 | 1 | 0
11.28 | 22.56 | 7.48 | 0.10709 | 0 | 22.56 | 1 | 0
13.48 | 26.96 | 7.48 | 0.10709 | 0 | 26.96 | 1 | 0
14.68 | 29.36 | 7.48 | 0.10709 | 0 | 29.36 | 1 | 0
16.08 | 32.16 | 7.48 | 0.10709 | 0 | 32.16 | 1 | 0
16.72 | 33.44 | 7.48 | 0.10709 | 0 | 33.44 | 1 | 0
16.16 | 32.32 | 7.48 | 0.10709 | 0 | 32.32 | 1 | 0
17.2 | 34.4 | 7.48 | 0.10709 | 0 | 34.4 | 1 | 0
22.56 | 45.12 | 7.48 | 0.10709 | 0 | 45.12 | 1 | 0
22.76 | 45.52 | 7.48 | 0.12502 | 0 | 45.52 | 1 | 0
23.16 | 46.32 | 7.48 | 0.12502 | 0 | 46.32 | 1 | 0
23.8 | 47.6 | 7.48 | 0.12502 | 0 | 47.6 | 1 | 0
24.4 | 48.8 | 12.23 | 0.12502 | 0 | 48.8 | 1 | 0
25.68 | 51.36 | 12.23 | 0.12502 | 0 | 51.36 | 1 | 0
24.08 | 48.16 | 12.23 | 0.12502 | 0 | 48.16 | 1 | 0
22.4 | 44.8 | 12.23 | 0.12502 | 0 | 44.8 | 1 | 0
23.2 | 46.4 | 7.48 | 0.12502 | 0 | 46.4 | 1 | 0
22.52 | 45.04 | 7.48 | 0.12502 | 0 | 45.04 | 1 | 0
20.96 | 41.92 | 7.48 | 0.12502 | 0 | 37.12 | 0.2 | 4.8
21.96 | 43.92 | 7.48 | 0.10709 | 4.8 | 43.92 | 0.91885 | 0
18.92 | 37.84 | 7.48 | 0.10709 | 0.54188 | 37.84 | 1 | 0
17.44 | 34.88 | 7.48 | 0.10709 | 0 | 34.88 | 1 | 0
12.24 | 24.48 | 7.48 | 0.10709 | 0 | 24.48 | 1 | 0
10.4 | 20.8 | 7.48 | 0.10709 | 0 | 20.8 | 1 | 0
11.12 | 22.24 | 7.48 | 0.10709 | 0 | 22.24 | 1 | 0
13.12 | 26.24 | 7.48 | 0.10709 | 0 | 26.24 | 1 | 0
14.4 | 28.8 | 7.48 | 0.10709 | 0 | 28.8 | 1 | 0
16.04 | 32.08 | 7.48 | 0.10709 | 0 | 32.08 | 1 | 0
18.52 | 37.04 | 7.48 | 0.10709 | 0 | 37.04 | 1 | 0
24.32 | 48.64 | 7.48 | 0.10709 | 0 | 48.64 | 1 | 0
26.12 | 52.24 | 7.48 | 0.10709 | 0 | 52.24 | 1 | 0
29.24 | 58.48 | 7.48 | 0.10709 | 0 | 58.48 | 1 | 0
28.56 | 57.12 | 7.48 | 0.10709 | 0 | 57.12 | 1 | 0
27.92 | 55.84 | 7.48 | 0.12502 | 0 | 55.84 | 1 | 0
29.68 | 59.36 | 7.48 | 0.12502 | 0 | 59.36 | 1 | 0
32.28 | 64.56 | 7.48 | 0.12502 | 0 | 64.56 | 1 | 0
27.04 | 54.08 | 12.23 | 0.12502 | 0 | 54.08 | 1 | 0
26.4533 | 52.9067 | 12.23 | 0.12502 | 0 | 52.9067 | 1 | 0
26.2667 | 52.5333 | 12.23 | 0.12502 | 0 | 52.5333 | 1 | 0
24 | 48 | 12.23 | 0.12502 | 0 | 48 | 1 | 0
25.44 | 50.88 | 7.48 | 0.12502 | 0 | 50.88 | 1 | 0
27.24 | 54.48 | 7.48 | 0.12502 | 0 | 54.48 | 1 | 0
26.24 | 52.48 | 7.48 | 0.12502 | 0 | 47.68 | 0.2 | 4.8
27.84 | 55.68 | 7.48 | 0.10709 | 4.8 | 55.68 | 0.91885 | 0
25.48 | 50.96 | 7.48 | 0.10709 | 0.54188 | 50.96 | 1 | 0
22.76 | 45.52 | 7.48 | 0.10709 | 0 | 45.52 | 1 | 0
18.24 | 36.48 | 7.48 | 0.10709 | 0 | 36.48 | 1 | 0
17.72 | 35.44 | 7.48 | 0.10709 | 0 | 35.44 | 1 | 0
17.28 | 34.56 | 7.48 | 0.10709 | 0 | 34.56 | 1 | 0
17.4 | 34.8 | 7.48 | 0.10709 | 0 | 34.8 | 1 | 0
17.52 | 35.04 | 7.48 | 0.10709 | 0 | 35.04 | 1 | 0
14.32 | 28.64 | 7.48 | 0.10709 | 0 | 28.64 | 1 | 0
16.6 | 33.2 | 7.48 | 0.10709 | 0 | 33.2 | 1 | 0
24.72 | 49.44 | 7.48 | 0.10709 | 0 | 49.44 | 1 | 0
24.56 | 49.12 | 7.48 | 0.10709 | 0 | 49.12 | 1 | 0
26.28 | 52.56 | 7.48 | 0.10709 | 0 | 52.56 | 1 | 0
26.28 | 52.56 | 7.48 | 0.10709 | 0 | 52.56 | 1 | 0
29.88 | 59.76 | 7.48 | 0.12502 | 0 | 59.76 | 1 | 0
27.48 | 54.96 | 7.48 | 0.12502 | 0 | 54.96 | 1 | 0
26.72 | 53.44 | 7.48 | 0.12502 | 0 | 53.44 | 1 | 0
26.48 | 52.96 | 12.23 | 0.12502 | 0 | 52.96 | 1 | 0
28.76 | 57.52 | 12.23 | 0.12502 | 0 | 57.52 | 1 | 0
31.08 | 62.16 | 12.23 | 0.12502 | 0 | 62.16 | 1 | 0
29 | 58 | 12.23 | 0.12502 | 0 | 58 | 1 | 0
31.88 | 63.76 | 7.48 | 0.12502 | 0 | 63.76 | 1 | 0
31.32 | 62.64 | 7.48 | 0.12502 | 0 | 62.64 | 1 | 0
30.04 | 60.08 | 7.48 | 0.12502 | 0 | 55.28 | 0.2 | 4.8
25.16 | 50.32 | 7.48 | 0.10709 | 4.8 | 50.32 | 0.91885 | 0
18.4 | 36.8 | 7.48 | 0.10709 | 0.54188 | 36.8 | 1 | 0
18.48 | 36.96 | 7.48 | 0.10709 | 0 | 36.96 | 1 | 0
13.56 | 27.12 | 7.48 | 0.10709 | 0 | 27.12 | 1 | 0
12.08 | 24.16 | 7.48 | 0.10709 | 0 | 24.16 | 1 | 0
12.04 | 24.08 | 7.48 | 0.10709 | 0 | 24.08 | 1 | 0
12.56 | 25.12 | 7.48 | 0.10709 | 0 | 25.12 | 1 | 0
15.24 | 30.48 | 7.48 | 0.10709 | 0 | 30.48 | 1 | 0
13.56 | 27.12 | 7.48 | 0.10709 | 0 | 27.12 | 1 | 0
16.76 | 33.52 | 7.48 | 0.10709 | 0 | 33.52 | 1 | 0
23.8 | 47.6 | 7.48 | 0.10709 | 0 | 47.6 | 1 | 0
26.04 | 52.08 | 7.48 | 0.10709 | 0 | 52.08 | 1 | 0
29.28 | 58.56 | 7.48 | 0.10709 | 0 | 58.56 | 1 | 0
35.16 | 70.32 | 7.48 | 0.10709 | 0 | 70.32 | 1 | 0
41.64 | 83.28 | 7.48 | 0.12502 | 0 | 83.28 | 1 | 0
37.72 | 75.44 | 7.48 | 0.12502 | 0 | 75.44 | 1 | 0
38.44 | 76.88 | 7.48 | 0.12502 | 0 | 76.88 | 1 | 0
37.8 | 75.6 | 12.23 | 0.12502 | 0 | 75.6 | 1 | 0
40.28 | 80.56 | 12.23 | 0.12502 | 0 | 80.56 | 1 | 0
39.64 | 79.28 | 12.23 | 0.12502 | 0 | 79.28 | 1 | 0
40.12 | 80.24 | 12.23 | 0.12502 | 0 | 80.24 | 1 | 0
45.2 | 90.4 | 7.48 | 0.12502 | 0 | 90.4 | 1 | 0
44.88 | 89.76 | 7.48 | 0.12502 | 0 | 89.76 | 1 | 0
40.92 | 81.84 | 7.48 | 0.12502 | 0 | 77.04 | 0.2 | 4.8
37.08 | 74.16 | 7.48 | 0.10709 | 4.8 | 74.16 | 0.91885 | 0
30.04 | 60.08 | 7.48 | 0.10709 | 0.54188 | 60.08 | 1 | 0
22.12 | 44.24 | 7.48 | 0.10709 | 0 | 44.24 | 1 | 0
12.8 | 25.6 | 7.48 | 0.10709 | 0 | 25.6 | 1 | 0
10.68 | 21.36 | 7.48 | 0.10709 | 0 | 21.36 | 1 | 0
13.68 | 27.36 | 7.48 | 0.10709 | 0 | 27.36 | 1 | 0
16.28 | 32.56 | 7.48 | 0.10709 | 0 | 32.56 | 1 | 0
13.08 | 26.16 | 7.48 | 0.10709 | 0 | 26.16 | 1 | 0
13.48 | 26.96 | 7.48 | 0.10709 | 0 | 26.96 | 1 | 0
16.12 | 32.24 | 7.48 | 0.10709 | 0 | 32.24 | 1 | 0
23.48 | 46.96 | 7.48 | 0.10709 | 0 | 46.96 | 1 | 0
24.16 | 48.32 | 7.48 | 0.10709 | 0 | 48.32 | 1 | 0
32.12 | 64.24 | 7.48 | 0.10709 | 0 | 64.24 | 1 | 0
40.16 | 80.32 | 7.48 | 0.10709 | 0 | 80.32 | 1 | 0
44.32 | 88.64 | 7.48 | 0.12502 | 0 | 88.64 | 1 | 0
41.44 | 82.88 | 7.48 | 0.12502 | 0 | 82.88 | 1 | 0
43.96 | 87.92 | 7.48 | 0.12502 | 0 | 87.92 | 1 | 0
46.16 | 92.32 | 12.23 | 0.12502 | 0 | 92.32 | 1 | 0
47.72 | 95.44 | 12.23 | 0.12502 | 0 | 95.44 | 1 | 0
45.48 | 90.96 | 12.23 | 0.12502 | 0 | 90.96 | 1 | 0
43.96 | 87.92 | 12.23 | 0.12502 | 0 | 87.92 | 1 | 0
43.52 | 87.04 | 7.48 | 0.12502 | 0 | 87.04 | 1 | 0
41.48 | 82.96 | 7.48 | 0.12502 | 0 | 82.96 | 1 | 0
37.68 | 75.36 | 7.48 | 0.12502 | 0 | 70.56 | 0.2 | 4.8
33 | 66 | 7.48 | 0.10709 | 4.8 | 66 | 0.91885 | 0
30.36 | 60.72 | 7.48 | 0.10709 | 0.54188 | 60.72 | 1 | 0
24.44 | 48.88 | 7.48 | 0.10709 | 0 | 48.88 | 1 | 0
14.72 | 29.44 | 7.48 | 0.10709 | 0 | 29.44 | 1 | 0
11.6267 | 23.2533 | 7.48 | 0.10709 | 0 | 23.2533 | 1 | 0
11.68 | 23.36 | 7.48 | 0.10709 | 0 | 23.36 | 1 | 0
11.2 | 22.4 | 7.48 | 0.10709 | 0 | 22.4 | 1 | 0
12.24 | 24.48 | 7.48 | 0.10709 | 0 | 24.48 | 1 | 0
15.4933 | 30.9867 | 7.48 | 0.10709 | 0 | 30.9867 | 1 | 0
17.8933 | 35.7867 | 7.48 | 0.10709 | 0 | 35.7867 | 1 | 0
24.4933 | 48.9867 | 7.48 | 0.10709 | 0 | 48.9867 | 1 | 0
24.32 | 48.64 | 7.48 | 0.10709 | 0 | 48.64 | 1 | 0
27.04 | 54.08 | 7.48 | 0.10709 | 0 | 54.08 | 1 | 0
26.36 | 52.72 | 7.48 | 0.10709 | 0 | 52.72 | 1 | 0
29.92 | 59.84 | 7.48 | 0.10709 | 0 | 59.84 | 1 | 0
31.24 | 62.48 | 7.48 | 0.10709 | 0 | 62.48 | 1 | 0
31.64 | 63.28 | 7.48 | 0.10709 | 0 | 63.28 | 1 | 0
27.48 | 54.96 | 7.48 | 0.10709 | 0 | 54.96 | 1 | 0
27 | 54 | 7.48 | 0.10709 | 0 | 54 | 1 | 0
26.2 | 52.4 | 7.48 | 0.10709 | 0 | 52.4 | 1 | 0
29.84 | 59.68 | 7.48 | 0.10709 | 0 | 59.68 | 1 | 0
27.84 | 55.68 | 7.48 | 0.10709 | 0 | 55.68 | 1 | 0
26.92 | 53.84 | 7.48 | 0.10709 | 0 | 53.84 | 1 | 0
26.48 | 52.96 | 7.48 | 0.10709 | 0 | 52.96 | 1 | 0
24.76 | 49.52 | 7.48 | 0.10709 | 0 | 49.52 | 1 | 0
24.28 | 48.56 | 7.48 | 0.10709 | 0 | 48.56 | 1 | 0
20.08 | 40.16 | 7.48 | 0.10709 | 0 | 40.16 | 1 | 0
12.44 | 24.88 | 7.48 | 0.10709 | 0 | 24.88 | 1 | 0
11.08 | 22.16 | 7.48 | 0.10709 | 0 | 22.16 | 1 | 0
9.84 | 19.68 | 7.48 | 0.10709 | 0 | 19.68 | 1 | 0
11.96 | 23.92 | 7.48 | 0.10709 | 0 | 23.92 | 1 | 0
15 | 30 | 7.48 | 0.10709 | 0 | 30 | 1 | 0
16.24 | 32.48 | 7.48 | 0.10709 | 0 | 32.48 | 1 | 0
17.12 | 34.24 | 7.48 | 0.10709 | 0 | 34.24 | 1 | 0
18.6 | 37.2 | 7.48 | 0.10709 | 0 | 37.2 | 1 | 0
24.56 | 49.12 | 7.48 | 0.10709 | 0 | 49.12 | 1 | 0
23.52 | 47.04 | 7.48 | 0.10709 | 0 | 47.04 | 1 | 0
25.68 | 51.36 | 7.48 | 0.10709 | 0 | 51.36 | 1 | 0
26 | 52 | 7.48 | 0.10709 | 0 | 52 | 1 | 0
24.96 | 49.92 | 7.48 | 0.10709 | 0 | 49.92 | 1 | 0
24.08 | 48.16 | 7.48 | 0.10709 | 0 | 48.16 | 1 | 0
25.2 | 50.4 | 7.48 | 0.10709 | 0 | 50.4 | 1 | 0
23.84 | 47.68 | 7.48 | 0.10709 | 0 | 47.68 | 1 | 0
24.36 | 48.72 | 7.48 | 0.10709 | 0 | 48.72 | 1 | 0
24.28 | 48.56 | 7.48 | 0.10709 | 0 | 48.56 | 1 | 0
26.52 | 53.04 | 7.48 | 0.10709 | 0 | 53.04 | 1 | 0
22.64 | 45.28 | 7.48 | 0.10709 | 0 | 45.28 | 1 | 0
20.72 | 41.44 | 7.48 | 0.10709 | 0 | 41.44 | 1 | 0
22.12 | 44.24 | 7.48 | 0.10709 | 0 | 44.24 | 1 | 0
22.12 | 44.24 | 7.48 | 0.10709 | 0 | 44.24 | 1 | 0
22.8 | 45.6 | 7.48 | 0.10709 | 0 | 45.6 | 1 | 0
17.8 | 35.6 | 7.48 | 0.10709 | 0 | 35.6 | 1 | 0
15.8 | 31.6 | 7.48 | 0.10709 | 0 | 31.6 | 1 | 0
15.16 | 30.32 | 7.48 | 0.10709 | 0 | 30.32 | 1 | 0
16.12 | 32.24 | 7.48 | 0.10709 | 0 | 32.24 | 1 | 0
18.8 | 37.6 | 7.48 | 0.10709 | 0 | 37.6 | 1 | 0
16.04 | 32.08 | 7.48 | 0.10709 | 0 | 32.08 | 1 | 0
16.4 | 32.8 | 7.48 | 0.10709 | 0 | 32.8 | 1 | 0
16.4 | 32.8 | 7.48 | 0.10709 | 0 | 32.8 | 1 | 0
16.68 | 33.36 | 7.48 | 0.10709 | 0 | 33.36 | 1 | 0
21.88 | 43.76 | 7.48 | 0.10709 | 0 | 43.76 | 1 | 0
22.04 | 44.08 | 7.48 | 0.10709 | 0 | 44.08 | 1 | 0
22.16 | 44.32 | 7.48 | 0.12502 | 0 | 44.32 | 1 | 0
23.96 | 47.92 | 7.48 | 0.12502 | 0 | 47.92 | 1 | 0
23.84 | 47.68 | 7.48 | 0.12502 | 0 | 47.68 | 1 | 0
27.44 | 54.88 | 12.23 | 0.12502 | 0 | 54.88 | 1 | 0
27.08 | 54.16 | 12.23 | 0.12502 | 0 | 54.16 | 1 | 0
25.8 | 51.6 | 12.23 | 0.12502 | 0 | 51.6 | 1 | 0
23.56 | 47.12 | 12.23 | 0.12502 | 0 | 47.12 | 1 | 0
24.0933 | 48.1867 | 7.48 | 0.12502 | 0 | 48.1867 | 1 | 0
23.0133 | 46.0267 | 7.48 | 0.12502 | 0 | 46.0267 | 1 | 0
18.36 | 36.72 | 7.48 | 0.12502 | 0 | 31.92 | 0.2 | 4.8
15.12 | 30.24 | 7.48 | 0.10709 | 4.8 | 30.24 | 0.91885 | 0
15.64 | 31.28 | 7.48 | 0.10709 | 0.54188 | 31.28 | 1 | 0
16.28 | 32.56 | 7.48 | 0.10709 | 0 | 32.56 | 1 | 0
11.76 | 23.52 | 7.48 | 0.10709 | 0 | 23.52 | 1 | 0
9.52 | 19.04 | 7.48 | 0.10709 | 0 | 19.04 | 1 | 0
9.52 | 19.04 | 7.48 | 0.10709 | 0 | 19.04 | 1 | 0
10.44 | 20.88 | 7.48 | 0.10709 | 0 | 20.88 | 1 | 0
12.72 | 25.44 | 7.48 | 0.10709 | 0 | 25.44 | 1 | 0
15.12 | 30.24 | 7.48 | 0.10709 | 0 | 30.24 | 1 | 0
17 | 34 | 7.48 | 0.10709 | 0 | 34 | 1 | 0
23.52 | 47.04 | 7.48 | 0.10709 | 0 | 47.04 | 1 | 0
27.16 | 54.32 | 7.48 | 0.10709 | 0 | 54.32 | 1 | 0
28.36 | 56.72 | 7.48 | 0.10709 | 0 | 56.72 | 1 | 0
28.04 | 56.08 | 7.48 | 0.10709 | 0 | 56.08 | 1 | 0
31.92 | 63.84 | 7.48 | 0.12502 | 0 | 63.84 | 1 | 0
33.72 | 67.44 | 7.48 | 0.12502 | 0 | 67.44 | 1 | 0
32.24 | 64.48 | 7.48 | 0.12502 | 0 | 64.48 | 1 | 0
35.16 | 70.32 | 12.23 | 0.12502 | 0 | 70.32 | 1 | 0
34.76 | 69.52 | 12.23 | 0.12502 | 0 | 69.52 | 1 | 0
31.68 | 63.36 | 12.23 | 0.12502 | 0 | 63.36 | 1 | 0
32.96 | 65.92 | 12.23 | 0.12502 | 0 | 65.92 | 1 | 0
32.72 | 65.44 | 7.48 | 0.12502 | 0 | 65.44 | 1 | 0
36.12 | 72.24 | 7.48 | 0.12502 | 0 | 72.24 | 1 | 0
33.88 | 67.76 | 7.48 | 0.12502 | 0 | 62.96 | 0.2 | 4.8
32.32 | 64.64 | 7.48 | 0.10709 | 4.8 | 64.64 | 0.91885 | 0
29.16 | 58.32 | 7.48 | 0.10709 | 0.54188 | 58.32 | 1 | 0
16.88 | 33.76 | 7.48 | 0.10709 | 0 | 33.76 | 1 | 0
10.72 | 21.44 | 7.48 | 0.10709 | 0 | 21.44 | 1 | 0
9.2 | 18.4 | 7.48 | 0.10709 | 0 | 18.4 | 1 | 0
10.08 | 20.16 | 7.48 | 0.10709 | 0 | 20.16 | 1 | 0
9.52 | 19.04 | 7.48 | 0.10709 | 0 | 19.04 | 1 | 0
12.56 | 25.12 | 7.48 | 0.10709 | 0 | 25.12 | 1 | 0
14 | 28 | 7.48 | 0.10709 | 0 | 28 | 1 | 0
14.96 | 29.92 | 7.48 | 0.10709 | 0 | 29.92 | 1 | 0
20.08 | 40.16 | 7.48 | 0.10709 | 0 | 40.16 | 1 | 0
23.88 | 47.76 | 7.48 | 0.10709 | 0 | 47.76 | 1 | 0
25.92 | 51.84 | 7.48 | 0.10709 | 0 | 51.84 | 1 | 0
32.36 | 64.72 | 7.48 | 0.10709 | 0 | 64.72 | 1 | 0
32.36 | 64.72 | 7.48 | 0.12502 | 0 | 64.72 | 1 | 0
33.28 | 66.56 | 7.48 | 0.12502 | 0 | 66.56 | 1 | 0
37.32 | 74.64 | 7.48 | 0.12502 | 0 | 74.64 | 1 | 0
38.32 | 76.64 | 12.23 | 0.12502 | 0 | 76.64 | 1 | 0
35.24 | 70.48 | 12.23 | 0.12502 | 0 | 70.48 | 1 | 0
37.96 | 75.92 | 12.23 | 0.12502 | 0 | 75.92 | 1 | 0
39.2 | 78.4 | 12.23 | 0.12502 | 0 | 78.4 | 1 | 0
39.08 | 78.16 | 7.48 | 0.12502 | 0 | 78.16 | 1 | 0
37.32 | 74.64 | 7.48 | 0.12502 | 0 | 74.64 | 1 | 0
35 | 70 | 7.48 | 0.12502 | 0 | 65.2 | 0.2 | 4.8
32.76 | 65.52 | 7.48 | 0.10709 | 4.8 | 65.52 | 0.91885 | 0
29.28 | 58.56 | 7.48 | 0.10709 | 0.54188 | 58.56 | 1 | 0
17.64 | 35.28 | 7.48 | 0.10709 | 0 | 35.28 | 1 | 0
11.12 | 22.24 | 7.48 | 0.10709 | 0 | 22.24 | 1 | 0
9.52 | 19.04 | 7.48 | 0.10709 | 0 | 19.04 | 1 | 0
11.48 | 22.96 | 7.48 | 0.10709 | 0 | 22.96 | 1 | 0
9.72 | 19.44 | 7.48 | 0.10709 | 0 | 19.44 | 1 | 0
12.08 | 24.16 | 7.48 | 0.10709 | 0 | 24.16 | 1 | 0
13.44 | 26.88 | 7.48 | 0.10709 | 0 | 26.88 | 1 | 0
16.52 | 33.04 | 7.48 | 0.10709 | 0 | 33.04 | 1 | 0
24.36 | 48.72 | 7.48 | 0.10709 | 0 | 48.72 | 1 | 0
23.88 | 47.76 | 7.48 | 0.10709 | 0 | 47.76 | 1 | 0
25.12 | 50.24 | 7.48 | 0.10709 | 0 | 50.24 | 1 | 0
28.88 | 57.76 | 7.48 | 0.10709 | 0 | 57.76 | 1 | 0
33.12 | 66.24 | 7.48 | 0.12502 | 0 | 66.24 | 1 | 0
36.16 | 72.32 | 7.48 | 0.12502 | 0 | 72.32 | 1 | 0
38.88 | 77.76 | 7.48 | 0.12502 | 0 | 77.76 | 1 | 0
36.48 | 72.96 | 12.23 | 0.12502 | 0 | 72.96 | 1 | 0
34.92 | 69.84 | 12.23 | 0.12502 | 0 | 69.84 | 1 | 0
37.12 | 74.24 | 12.23 | 0.12502 | 0 | 74.24 | 1 | 0
35.36 | 70.72 | 12.23 | 0.12502 | 0 | 70.72 | 1 | 0
37.16 | 74.32 | 7.48 | 0.12502 | 0 | 74.32 | 1 | 0
35.72 | 71.44 | 7.48 | 0.12502 | 0 | 71.44 | 1 | 0
33.88 | 67.76 | 7.48 | 0.12502 | 0 | 62.96 | 0.2 | 4.8
33.88 | 67.76 | 7.48 | 0.10709 | 4.8 | 67.76 | 0.91885 | 0
29.36 | 58.72 | 7.48 | 0.10709 | 0.54188 | 58.72 | 1 | 0
21.48 | 42.96 | 7.48 | 0.10709 | 0 | 42.96 | 1 | 0
10.64 | 21.28 | 7.48 | 0.10709 | 0 | 21.28 | 1 | 0
8.76 | 17.52 | 7.48 | 0.10709 | 0 | 17.52 | 1 | 0
12.04 | 24.08 | 7.48 | 0.10709 | 0 | 24.08 | 1 | 0
8.44 | 16.88 | 7.48 | 0.10709 | 0 | 16.88 | 1 | 0
11.96 | 23.92 | 7.48 | 0.10709 | 0 | 23.92 | 1 | 0
13.68 | 27.36 | 7.48 | 0.10709 | 0 | 27.36 | 1 | 0
16.12 | 32.24 | 7.48 | 0.10709 | 0 | 32.24 | 1 | 0
23.4 | 46.8 | 7.48 | 0.10709 | 0 | 46.8 | 1 | 0
23.64 | 47.28 | 7.48 | 0.10709 | 0 | 47.28 | 1 | 0
25.72 | 51.44 | 7.48 | 0.10709 | 0 | 51.44 | 1 | 0
29.88 | 59.76 | 7.48 | 0.10709 | 0 | 59.76 | 1 | 0
35.6933 | 71.3867 | 7.48 | 0.12502 | 0 | 71.3867 | 1 | 0
33.4933 | 66.9867 | 7.48 | 0.12502 | 0 | 66.9867 | 1 | 0
34 | 68 | 7.48 | 0.12502 | 0 | 68 | 1 | 0
25.68 | 51.36 | 12.23 | 0.12502 | 0 | 51.36 | 1 | 0
24.88 | 49.76 | 12.23 | 0.12502 | 0 | 49.76 | 1 | 0
24.44 | 48.88 | 12.23 | 0.12502 | 0 | 48.88 | 1 | 0
23.68 | 47.36 | 12.23 | 0.12502 | 0 | 47.36 | 1 | 0
24.32 | 48.64 | 7.48 | 0.12502 | 0 | 48.64 | 1 | 0
24.76 | 49.52 | 7.48 | 0.12502 | 0 | 49.52 | 1 | 0
23.8 | 47.6 | 7.48 | 0.12502 | 0 | 42.8 | 0.2 | 4.8
23.88 | 47.76 | 7.48 | 0.10709 | 4.8 | 47.76 | 0.91885 | 0
23.68 | 47.36 | 7.48 | 0.10709 | 0.54188 | 47.36 | 1 | 0
18.24 | 36.48 | 7.48 | 0.10709 | 0 | 36.48 | 1 | 0
10.76 | 21.52 | 7.48 | 0.10709 | 0 | 21.52 | 1 | 0
9.08 | 18.16 | 7.48 | 0.10709 | 0 | 18.16 | 1 | 0
9.84 | 19.68 | 7.48 | 0.10709 | 0 | 19.68 | 1 | 0
11.36 | 22.72 | 7.48 | 0.10709 | 0 | 22.72 | 1 | 0
13.6 | 27.2 | 7.48 | 0.10709 | 0 | 27.2 | 1 | 0
15.4 | 30.8 | 7.48 | 0.10709 | 0 | 30.8 | 1 | 0
17.6 | 35.2 | 7.48 | 0.10709 | 0 | 35.2 | 1 | 0
24.64 | 49.28 | 7.48 | 0.10709 | 0 | 49.28 | 1 | 0
24.92 | 49.84 | 7.48 | 0.10709 | 0 | 49.84 | 1 | 0
27.28 | 54.56 | 7.48 | 0.10709 | 0 | 54.56 | 1 | 0
29.96 | 59.92 | 7.48 | 0.10709 | 0 | 59.92 | 1 | 0
33.12 | 66.24 | 7.48 | 0.10709 | 0 | 66.24 | 1 | 0
32.76 | 65.52 | 7.48 | 0.10709 | 0 | 65.52 | 1 | 0
30.96 | 61.92 | 7.48 | 0.10709 | 0 | 61.92 | 1 | 0
27.32 | 54.64 | 7.48 | 0.10709 | 0 | 54.64 | 1 | 0
27.44 | 54.88 | 7.48 | 0.10709 | 0 | 54.88 | 1 | 0
29.76 | 59.52 | 7.48 | 0.10709 | 0 | 59.52 | 1 | 0
25.88 | 51.76 | 7.48 | 0.10709 | 0 | 51.76 | 1 | 0
26.24 | 52.48 | 7.48 | 0.10709 | 0 | 52.48 | 1 | 0
25.72 | 51.44 | 7.48 | 0.10709 | 0 | 51.44 | 1 | 0
25.92 | 51.84 | 7.48 | 0.10709 | 0 | 51.84 | 1 | 0
26.08 | 52.16 | 7.48 | 0.10709 | 0 | 52.16 | 1 | 0
23.48 | 46.96 | 7.48 | 0.10709 | 0 | 46.96 | 1 | 0
20.24 | 40.48 | 7.48 | 0.10709 | 0 | 40.48 | 1 | 0
11.56 | 23.12 | 7.48 | 0.10709 | 0 | 23.12 | 1 | 0
9.88 | 19.76 | 7.48 | 0.10709 | 0 | 19.76 | 1 | 0
9.56 | 19.12 | 7.48 | 0.10709 | 0 | 19.12 | 1 | 0
11.8133 | 23.6267 | 7.48 | 0.10709 | 0 | 23.6267 | 1 | 0
14.1867 | 28.3733 | 7.48 | 0.10709 | 0 | 28.3733 | 1 | 0
15.92 | 31.84 | 7.48 | 0.10709 | 0 | 31.84 | 1 | 0
16.72 | 33.44 | 7.48 | 0.10709 | 0 | 33.44 | 1 | 0
17.36 | 34.72 | 7.48 | 0.10709 | 0 | 34.72 | 1 | 0
21.84 | 43.68 | 7.48 | 0.10709 | 0 | 43.68 | 1 | 0
22.32 | 44.64 | 7.48 | 0.10709 | 0 | 44.64 | 1 | 0
23.84 | 47.68 | 7.48 | 0.10709 | 0 | 47.68 | 1 | 0
23.4 | 46.8 | 7.48 | 0.10709 | 0 | 46.8 | 1 | 0
23.64 | 47.28 | 7.48 | 0.10709 | 0 | 47.28 | 1 | 0
22.52 | 45.04 | 7.48 | 0.10709 | 0 | 45.04 | 1 | 0
23.304 | 46.608 | 7.48 | 0.10709 | 0 | 46.608 | 1 | 0
22.176 | 44.352 | 7.48 | 0.10709 | 0 | 44.352 | 1 | 0
22.72 | 45.44 | 7.48 | 0.10709 | 0 | 45.44 | 1 | 0
24.08 | 48.16 | 7.48 | 0.10709 | 0 | 48.16 | 1 | 0
24.24 | 48.48 | 7.48 | 0.10709 | 0 | 48.48 | 1 | 0
22.8343 | 45.6686 | 7.48 | 0.10709 | 0 | 45.6686 | 1 | 0
19.2 | 38.4 | 7.48 | 0.10709 | 0 | 38.4 | 1 | 0
16.1657 | 32.3314 | 7.48 | 0.10709 | 0 | 32.3314 | 1 | 0
17 | 34 | 7.48 | 0.10709 | 0 | 34 | 1 | 0
16.6 | 33.2 | 7.48 | 0.10709 | 0 | 33.2 | 1 | 0
13.4 | 26.8 | 7.48 | 0.10709 | 0 | 26.8 | 1 | 0
13.2533 | 26.5067 | 7.48 | 0.10709 | 0 | 26.5067 | 1 | 0
10.0667 | 20.1333 | 7.48 | 0.10709 | 0 | 20.1333 | 1 | 0
12.12 | 24.24 | 7.48 | 0.10709 | 0 | 24.24 | 1 | 0
13.76 | 27.52 | 7.48 | 0.10709 | 0 | 27.52 | 1 | 0
15.4 | 30.8 | 7.48 | 0.10709 | 0 | 30.8 | 1 | 0
16 | 32 | 7.48 | 0.10709 | 0 | 32 | 1 | 0
16.64 | 33.28 | 7.48 | 0.10709 | 0 | 33.28 | 1 | 0
16 | 32 | 7.48 | 0.10709 | 0 | 32 | 1 | 0
21.04 | 42.08 | 7.48 | 0.10709 | 0 | 42.08 | 1 | 0
21.72 | 43.44 | 7.48 | 0.10709 | 0 | 43.44 | 1 | 0
21.8666 | 43.7333 | 7.48 | 0.12502 | 0 | 43.7333 | 1 | 0
22.2933 | 44.5866 | 7.48 | 0.12502 | 0 | 44.5866 | 1 | 0
22.28 | 44.56 | 7.48 | 0.12502 | 0 | 44.56 | 1 | 0
22.2 | 44.4 | 12.23 | 0.12502 | 0 | 44.4 | 1 | 0
22.6 | 45.2 | 12.23 | 0.12502 | 0 | 45.2 | 1 | 0
22.8 | 45.6 | 12.23 | 0.12502 | 0 | 45.6 | 1 | 0
22.84 | 45.68 | 12.23 | 0.12502 | 0 | 45.68 | 1 | 0
21.8 | 43.6 | 7.48 | 0.12502 | 0 | 43.6 | 1 | 0
16.12 | 32.24 | 7.48 | 0.12502 | 0 | 32.24 | 1 | 0
14.6 | 29.2 | 7.48 | 0.12502 | 0 | 24.4 | 0.2 | 4.8
15.04 | 30.08 | 7.48 | 0.10709 | 4.8 | 30.08 | 0.91885 | 0
16.24 | 32.48 | 7.48 | 0.10709 | 0.54188 | 32.48 | 1 | 0
17 | 34 | 7.48 | 0.10709 | 0 | 34 | 1 | 0
11.48 | 22.96 | 7.48 | 0.10709 | 0 | 22.96 | 1 | 0
8.96 | 17.92 | 7.48 | 0.10709 | 0 | 17.92 | 1 | 0
10.36 | 20.72 | 7.48 | 0.10709 | 0 | 20.72 | 1 | 0
12.84 | 25.68 | 7.48 | 0.10709 | 0 | 25.68 | 1 | 0
13.64 | 27.28 | 7.48 | 0.10709 | 0 | 27.28 | 1 | 0
15.36 | 30.72 | 7.48 | 0.10709 | 0 | 30.72 | 1 | 0
16.32 | 32.64 | 7.48 | 0.10709 | 0 | 32.64 | 1 | 0
23.76 | 47.52 | 7.48 | 0.10709 | 0 | 47.52 | 1 | 0
23.88 | 47.76 | 7.48 | 0.10709 | 0 | 47.76 | 1 | 0
27.93 | 55.86 | 7.48 | 0.10709 | 0 | 55.86 | 1 | 0
32.17 | 64.34 | 7.48 | 0.10709 | 0 | 64.34 | 1 | 0
30.8 | 61.6 | 7.48 | 0.12502 | 0 | 61.6 | 1 | 0
32.92 | 65.84 | 7.48 | 0.12502 | 0 | 65.84 | 1 | 0
28.56 | 57.12 | 7.48 | 0.12502 | 0 | 57.12 | 1 | 0
27.68 | 55.36 | 12.23 | 0.12502 | 0 | 55.36 | 1 | 0
26.52 | 53.04 | 12.23 | 0.12502 | 0 | 53.04 | 1 | 0
25.16 | 50.32 | 12.23 | 0.12502 | 0 | 50.32 | 1 | 0
25.88 | 51.76 | 12.23 | 0.12502 | 0 | 51.76 | 1 | 0
26.32 | 52.64 | 7.48 | 0.12502 | 0 | 52.64 | 1 | 0
25.08 | 50.16 | 7.48 | 0.12502 | 0 | 50.16 | 1 | 0
25.56 | 51.12 | 7.48 | 0.12502 | 0 | 46.32 | 0.2 | 4.8
26.4 | 52.8 | 7.48 | 0.10709 | 4.8 | 52.8 | 0.91885 | 0
24.52 | 49.04 | 7.48 | 0.10709 | 0.54188 | 49.04 | 1 | 0
18.76 | 37.52 | 7.48 | 0.10709 | 0 | 37.52 | 1 | 0
12.96 | 25.92 | 7.48 | 0.10709 | 0 | 25.92 | 1 | 0
10.96 | 21.92 | 7.48 | 0.10709 | 0 | 21.92 | 1 | 0
12.04 | 24.08 | 7.48 | 0.10709 | 0 | 24.08 | 1 | 0
14.2 | 28.4 | 7.48 | 0.10709 | 0 | 28.4 | 1 | 0
13 | 26 | 7.48 | 0.10709 | 0 | 26 | 1 | 0
14.72 | 29.44 | 7.48 | 0.10709 | 0 | 29.44 | 1 | 0
17.16 | 34.32 | 7.48 | 0.10709 | 0 | 34.32 | 1 | 0
24.68 | 49.36 | 7.48 | 0.10709 | 0 | 49.36 | 1 | 0
23.44 | 46.88 | 7.48 | 0.10709 | 0 | 46.88 | 1 | 0
24.72 | 49.44 | 7.48 | 0.10709 | 0 | 49.44 | 1 | 0
26.88 | 53.76 | 7.48 | 0.10709 | 0 | 53.76 | 1 | 0
30.24 | 60.48 | 7.48 | 0.12502 | 0 | 60.48 | 1 | 0
30.8 | 61.6 | 7.48 | 0.12502 | 0 | 61.6 | 1 | 0
28.4 | 56.8 | 7.48 | 0.12502 | 0 | 56.8 | 1 | 0
27 | 54 | 12.23 | 0.12502 | 0 | 54 | 1 | 0
26.8 | 53.6 | 12.23 | 0.12502 | 0 | 53.6 | 1 | 0
27.52 | 55.04 | 12.23 | 0.12502 | 0 | 55.04 | 1 | 0
26.56 | 53.12 | 12.23 | 0.12502 | 0 | 53.12 | 1 | 0
24.64 | 49.28 | 7.48 | 0.12502 | 0 | 49.28 | 1 | 0
24.8 | 49.6 | 7.48 | 0.12502 | 0 | 49.6 | 1 | 0
24.8 | 49.6 | 7.48 | 0.12502 | 0 | 44.8 | 0.2 | 4.8
25.12 | 50.24 | 7.48 | 0.10709 | 4.8 | 50.24 | 0.91885 | 0
18.44 | 36.88 | 7.48 | 0.10709 | 0.54188 | 36.88 | 1 | 0
17.32 | 34.64 | 7.48 | 0.10709 | 0 | 34.64 | 1 | 0
11.64 | 23.28 | 7.48 | 0.10709 | 0 | 23.28 | 1 | 0
9.72 | 19.44 | 7.48 | 0.10709 | 0 | 19.44 | 1 | 0
10.8 | 21.6 | 7.48 | 0.10709 | 0 | 21.6 | 1 | 0
12.16 | 24.32 | 7.48 | 0.10709 | 0 | 24.32 | 1 | 0
13.76 | 27.52 | 7.48 | 0.10709 | 0 | 27.52 | 1 | 0
14.72 | 29.44 | 7.48 | 0.10709 | 0 | 29.44 | 1 | 0
17.44 | 34.88 | 7.48 | 0.10709 | 0 | 34.88 | 1 | 0
24.72 | 49.44 | 7.48 | 0.10709 | 0 | 49.44 | 1 | 0
25.36 | 50.72 | 7.48 | 0.10709 | 0 | 50.72 | 1 | 0
25.56 | 51.12 | 7.48 | 0.10709 | 0 | 51.12 | 1 | 0
28.44 | 56.88 | 7.48 | 0.10709 | 0 | 56.88 | 1 | 0
31.52 | 63.04 | 7.48 | 0.12502 | 0 | 63.04 | 1 | 0
30.64 | 61.28 | 7.48 | 0.12502 | 0 | 61.28 | 1 | 0
26.64 | 53.28 | 7.48 | 0.12502 | 0 | 53.28 | 1 | 0
26.88 | 53.76 | 12.23 | 0.12502 | 0 | 53.76 | 1 | 0
25.56 | 51.12 | 12.23 | 0.12502 | 0 | 51.12 | 1 | 0
24.8 | 49.6 | 12.23 | 0.12502 | 0 | 49.6 | 1 | 0
25.12 | 50.24 | 12.23 | 0.12502 | 0 | 50.24 | 1 | 0
25.96 | 51.92 | 7.48 | 0.12502 | 0 | 51.92 | 1 | 0
24.72 | 49.44 | 7.48 | 0.12502 | 0 | 49.44 | 1 | 0
24.4 | 48.8 | 7.48 | 0.12502 | 0 | 44 | 0.2 | 4.8
24.84 | 49.68 | 7.48 | 0.10709 | 4.8 | 49.68 | 0.91885 | 0
22.76 | 45.52 | 7.48 | 0.10709 | 0.54188 | 45.52 | 1 | 0
19.56 | 39.12 | 7.48 | 0.10709 | 0 | 39.12 | 1 | 0
13.16 | 26.32 | 7.48 | 0.10709 | 0 | 26.32 | 1 | 0
11.52 | 23.04 | 7.48 | 0.10709 | 0 | 23.04 | 1 | 0
10.68 | 21.36 | 7.48 | 0.10709 | 0 | 21.36 | 1 | 0
12.04 | 24.08 | 7.48 | 0.10709 | 0 | 24.08 | 1 | 0
14.28 | 28.56 | 7.48 | 0.10709 | 0 | 28.56 | 1 | 0
15.92 | 31.84 | 7.48 | 0.10709 | 0 | 31.84 | 1 | 0
18.04 | 36.08 | 7.48 | 0.10709 | 0 | 36.08 | 1 | 0
25.08 | 50.16 | 7.48 | 0.10709 | 0 | 50.16 | 1 | 0
24.4533 | 48.9067 | 7.48 | 0.10709 | 0 | 48.9067 | 1 | 0
25.6667 | 51.3333 | 7.48 | 0.10709 | 0 | 51.3333 | 1 | 0
27.4 | 54.8 | 7.48 | 0.10709 | 0 | 54.8 | 1 | 0
32.8 | 65.6 | 7.48 | 0.12502 | 0 | 65.6 | 1 | 0
34.96 | 69.92 | 7.48 | 0.12502 | 0 | 69.92 | 1 | 0
35.24 | 70.48 | 7.48 | 0.12502 | 0 | 70.48 | 1 | 0
30.32 | 60.64 | 12.23 | 0.12502 | 0 | 60.64 | 1 | 0
32.44 | 64.88 | 12.23 | 0.12502 | 0 | 64.88 | 1 | 0
32.56 | 65.12 | 12.23 | 0.12502 | 0 | 65.12 | 1 | 0
31.56 | 63.12 | 12.23 | 0.12502 | 0 | 63.12 | 1 | 0
30.96 | 61.92 | 7.48 | 0.12502 | 0 | 61.92 | 1 | 0
33.48 | 66.96 | 7.48 | 0.12502 | 0 | 66.96 | 1 | 0
30.32 | 60.64 | 7.48 | 0.12502 | 0 | 55.84 | 0.2 | 4.8
28.4 | 56.8 | 7.48 | 0.10709 | 4.8 | 56.8 | 0.91885 | 0
26.64 | 53.28 | 7.48 | 0.10709 | 0.54188 | 53.28 | 1 | 0
22.76 | 45.52 | 7.48 | 0.10709 | 0 | 45.52 | 1 | 0
11.52 | 23.04 | 7.48 | 0.10709 | 0 | 23.04 | 1 | 0
9.24 | 18.48 | 7.48 | 0.10709 | 0 | 18.48 | 1 | 0
9.4 | 18.8 | 7.48 | 0.10709 | 0 | 18.8 | 1 | 0
9 | 18 | 7.48 | 0.10709 | 0 | 18 | 1 | 0
12.2 | 24.4 | 7.48 | 0.10709 | 0 | 24.4 | 1 | 0
13.8 | 27.6 | 7.48 | 0.10709 | 0 | 27.6 | 1 | 0
17.36 | 34.72 | 7.48 | 0.10709 | 0 | 34.72 | 1 | 0
24.08 | 48.16 | 7.48 | 0.10709 | 0 | 48.16 | 1 | 0
23.76 | 47.52 | 7.48 | 0.10709 | 0 | 47.52 | 1 | 0
27.48 | 54.96 | 7.48 | 0.10709 | 0 | 54.96 | 1 | 0
31.56 | 63.12 | 7.48 | 0.10709 | 0 | 63.12 | 1 | 0
38.4 | 76.8 | 7.48 | 0.10709 | 0 | 76.8 | 1 | 0
40.8 | 81.6 | 7.48 | 0.10709 | 0 | 81.6 | 1 | 0
38.2 | 76.4 | 7.48 | 0.10709 | 0 | 76.4 | 1 | 0
38.24 | 76.48 | 7.48 | 0.10709 | 0 | 76.48 | 1 | 0
39.96 | 79.92 | 7.48 | 0.10709 | 0 | 79.92 | 1 | 0
40.64 | 81.28 | 7.48 | 0.10709 | 0 | 81.28 | 1 | 0
36.68 | 73.36 | 7.48 | 0.10709 | 0 | 73.36 | 1 | 0
38.32 | 76.64 | 7.48 | 0.10709 | 0 | 76.64 | 1 | 0
37.28 | 74.56 | 7.48 | 0.10709 | 0 | 74.56 | 1 | 0
35.32 | 70.64 | 7.48 | 0.10709 | 0 | 70.64 | 1 | 0
33.36 | 66.72 | 7.48 | 0.10709 | 0 | 66.72 | 1 | 0
29.48 | 58.96 | 7.48 | 0.10709 | 0 | 58.96 | 1 | 0
21.6 | 43.2 | 7.48 | 0.10709 | 0 | 43.2 | 1 | 0
12.16 | 24.32 | 7.48 | 0.10709 | 0 | 24.32 | 1 | 0
9.44 | 18.88 | 7.48 | 0.10709 | 0 | 18.88 | 1 | 0
9.92 | 19.84 | 7.48 | 0.10709 | 0 | 19.84 | 1 | 0
9.2 | 18.4 | 7.48 | 0.10709 | 0 | 18.4 | 1 | 0
12.24 | 24.48 | 7.48 | 0.10709 | 0 | 24.48 | 1 | 0
14.28 | 28.56 | 7.48 | 0.10709 | 0 | 28.56 | 1 | 0
15.88 | 31.76 | 7.48 | 0.10709 | 0 | 31.76 | 1 | 0
16.36 | 32.72 | 7.48 | 0.10709 | 0 | 32.72 | 1 | 0
20.32 | 40.64 | 7.48 | 0.10709 | 0 | 40.64 | 1 | 0
20.92 | 41.84 | 7.48 | 0.10709 | 0 | 41.84 | 1 | 0
21.8 | 43.6 | 7.48 | 0.10709 | 0 | 43.6 | 1 | 0
22.52 | 45.04 | 7.48 | 0.10709 | 0 | 45.04 | 1 | 0
24.08 | 48.16 | 7.48 | 0.10709 | 0 | 48.16 | 1 | 0
24.72 | 49.44 | 7.48 | 0.10709 | 0 | 49.44 | 1 | 0
26.36 | 52.72 | 7.48 | 0.10709 | 0 | 52.72 | 1 | 0
27.88 | 55.76 | 7.48 | 0.10709 | 0 | 55.76 | 1 | 0
29.16 | 58.32 | 7.48 | 0.10709 | 0 | 58.32 | 1 | 0
29.44 | 58.88 | 7.48 | 0.10709 | 0 | 58.88 | 1 | 0
29.36 | 58.72 | 7.48 | 0.10709 | 0 | 58.72 | 1 | 0
26.44 | 52.88 | 7.48 | 0.10709 | 0 | 52.88 | 1 | 0
26.36 | 52.72 | 7.48 | 0.10709 | 0 | 52.72 | 1 | 0
26 | 52 | 7.48 | 0.10709 | 0 | 52 | 1 | 0
23.8 | 47.6 | 7.48 | 0.10709 | 0 | 47.6 | 1 | 0
20.84 | 41.68 | 7.48 | 0.10709 | 0 | 41.68 | 1 | 0
14.48 | 28.96 | 7.48 | 0.10709 | 0 | 28.96 | 1 | 0
12.6 | 25.2 | 7.48 | 0.10709 | 0 | 25.2 | 1 | 0
11.52 | 23.04 | 7.48 | 0.10709 | 0 | 23.04 | 1 | 0
9.32 | 18.64 | 7.48 | 0.10709 | 0 | 18.64 | 1 | 0
11.72 | 23.44 | 7.48 | 0.10709 | 0 | 23.44 | 1 | 0
15.64 | 31.28 | 7.48 | 0.10709 | 0 | 31.28 | 1 | 0
16.2 | 32.4 | 7.48 | 0.10709 | 0 | 32.4 | 1 | 0
17.72 | 35.44 | 7.48 | 0.10709 | 0 | 35.44 | 1 | 0
15.56 | 31.12 | 7.48 | 0.10709 | 0 | 31.12 | 1 | 0
20.52 | 41.04 | 7.48 | 0.10709 | 0 | 41.04 | 1 | 0
24.52 | 49.04 | 7.48 | 0.10709 | 0 | 49.04 | 1 | 0
27.08 | 54.16 | 7.48 | 0.12502 | 0 | 54.16 | 1 | 0
32.8 | 65.6 | 7.48 | 0.12502 | 0 | 65.6 | 1 | 0
38 | 76 | 7.48 | 0.12502 | 0 | 76 | 1 | 0
41.56 | 83.12 | 12.23 | 0.12502 | 0 | 83.12 | 1 | 0
43.76 | 87.52 | 12.23 | 0.12502 | 0 | 87.52 | 1 | 0
45.68 | 91.36 | 12.23 | 0.12502 | 0 | 91.36 | 1 | 0
42 | 84 | 12.23 | 0.12502 | 0 | 84 | 1 | 0
41.68 | 83.36 | 7.48 | 0.12502 | 0 | 83.36 | 1 | 0
36.2 | 72.4 | 7.48 | 0.12502 | 0 | 72.4 | 1 | 0
30.56 | 61.12 | 7.48 | 0.12502 | 0 | 56.32 | 0.2 | 4.8
25.48 | 50.96 | 7.48 | 0.10709 | 4.8 | 50.96 | 0.91885 | 0
24.4 | 48.8 | 7.48 | 0.10709 | 0.54188 | 48.8 | 1 | 0
25.64 | 51.28 | 7.48 | 0.10709 | 0 | 51.28 | 1 | 0
14.8 | 29.6 | 7.48 | 0.10709 | 0 | 29.6 | 1 | 0
9.84 | 19.68 | 7.48 | 0.10709 | 0 | 19.68 | 1 | 0
11.72 | 23.44 | 7.48 | 0.10709 | 0 | 23.44 | 1 | 0
9.96 | 19.92 | 7.48 | 0.10709 | 0 | 19.92 | 1 | 0
11.92 | 23.84 | 7.48 | 0.10709 | 0 | 23.84 | 1 | 0
14.2 | 28.4 | 7.48 | 0.10709 | 0 | 28.4 | 1 | 0
16.32 | 32.64 | 7.48 | 0.10709 | 0 | 32.64 | 1 | 0
22.72 | 45.44 | 7.48 | 0.10709 | 0 | 45.44 | 1 | 0
23.64 | 47.28 | 7.48 | 0.10709 | 0 | 47.28 | 1 | 0
31.44 | 62.88 | 7.48 | 0.10709 | 0 | 62.88 | 1 | 0
40 | 80 | 7.48 | 0.10709 | 0 | 80 | 1 | 0
42.64 | 85.28 | 7.48 | 0.12502 | 0 | 85.28 | 1 | 0
47.32 | 94.64 | 7.48 | 0.12502 | 0 | 94.64 | 1 | 0
45.84 | 91.68 | 7.48 | 0.12502 | 0 | 91.68 | 1 | 0
45 | 90 | 12.23 | 0.12502 | 0 | 90 | 1 | 0
48.72 | 97.44 | 12.23 | 0.12502 | 0 | 97.44 | 1 | 0
45.12 | 90.24 | 12.23 | 0.12502 | 0 | 90.24 | 1 | 0
44.8 | 89.6 | 12.23 | 0.12502 | 0 | 89.6 | 1 | 0
42.04 | 84.08 | 7.48 | 0.12502 | 0 | 84.08 | 1 | 0
45.92 | 91.84 | 7.48 | 0.12502 | 0 | 91.84 | 1 | 0
49.48 | 98.96 | 7.48 | 0.12502 | 0 | 94.16 | 0.2 | 4.8
47.24 | 94.48 | 7.48 | 0.10709 | 4.8 | 94.48 | 0.91885 | 0
41.12 | 82.24 | 7.48 | 0.10709 | 0.54188 | 82.24 | 1 | 0
31.72 | 63.44 | 7.48 | 0.10709 | 0 | 63.44 | 1 | 0
14.56 | 29.12 | 7.48 | 0.10709 | 0 | 29.12 | 1 | 0
9.32 | 18.64 | 7.48 | 0.10709 | 0 | 18.64 | 1 | 0
11.84 | 23.68 | 7.48 | 0.10709 | 0 | 23.68 | 1 | 0
11.72 | 23.44 | 7.48 | 0.10709 | 0 | 23.44 | 1 | 0
12.84 | 25.68 | 7.48 | 0.10709 | 0 | 25.68 | 1 | 0
14.28 | 28.56 | 7.48 | 0.10709 | 0 | 28.56 | 1 | 0
21.28 | 42.56 | 7.48 | 0.10709 | 0 | 42.56 | 1 | 0
27.84 | 55.68 | 7.48 | 0.10709 | 0 | 55.68 | 1 | 0
30.4 | 60.8 | 7.48 | 0.10709 | 0 | 60.8 | 1 | 0
34.84 | 69.68 | 7.48 | 0.10709 | 0 | 69.68 | 1 | 0
39.48 | 78.96 | 7.48 | 0.10709 | 0 | 78.96 | 1 | 0
43.28 | 86.56 | 7.48 | 0.12502 | 0 | 86.56 | 1 | 0
42.92 | 85.84 | 7.48 | 0.12502 | 0 | 85.84 | 1 | 0
39.84 | 79.68 | 7.48 | 0.12502 | 0 | 79.68 | 1 | 0
40.44 | 80.88 | 12.23 | 0.12502 | 0 | 80.88 | 1 | 0
43.2 | 86.4 | 12.23 | 0.12502 | 0 | 86.4 | 1 | 0
47.6 | 95.2 | 12.23 | 0.12502 | 0 | 95.2 | 1 | 0
60.44 | 120.88 | 12.23 | 0.12502 | 0 | 116.08 | 0.2 | 4.8
51.52 | 103.04 | 7.48 | 0.12502 | 0 | 103.04 | 0.2 | 0
52.16 | 104.32 | 7.48 | 0.12502 | 0 | 104.32 | 0.2 | 0
48.32 | 96.64 | 7.48 | 0.12502 | 0 | 96.64 | 0.2 | 0
35.4 | 70.8 | 7.48 | 0.10709 | 4.8 | 70.8 | 0.91885 | 0
29.92 | 59.84 | 7.48 | 0.10709 | 0.54188 | 59.84 | 1 | 0
21.08 | 42.16 | 7.48 | 0.10709 | 0 | 42.16 | 1 | 0
11.32 | 22.64 | 7.48 | 0.10709 | 0 | 22.64 | 1 | 0
9.8 | 19.6 | 7.48 | 0.10709 | 0 | 19.6 | 1 | 0
9.72 | 19.44 | 7.48 | 0.10709 | 0 | 19.44 | 1 | 0
9.72 | 19.44 | 7.48 | 0.10709 | 0 | 19.44 | 1 | 0
12.6 | 25.2 | 7.48 | 0.10709 | 0 | 25.2 | 1 | 0
14.84 | 29.68 | 7.48 | 0.10709 | 0 | 29.68 | 1 | 0
18 | 36 | 7.48 | 0.10709 | 0 | 36 | 1 | 0
23.88 | 47.76 | 7.48 | 0.10709 | 0 | 47.76 | 1 | 0
23.76 | 47.52 | 7.48 | 0.10709 | 0 | 47.52 | 1 | 0
24.88 | 49.76 | 7.48 | 0.10709 | 0 | 49.76 | 1 | 0
29.36 | 58.72 | 7.48 | 0.10709 | 0 | 58.72 | 1 | 0
33.08 | 66.16 | 7.48 | 0.12502 | 0 | 66.16 | 1 | 0
30.16 | 60.32 | 7.48 | 0.12502 | 0 | 60.32 | 1 | 0
28.56 | 57.12 | 7.48 | 0.12502 | 0 | 57.12 | 1 | 0
31.12 | 62.24 | 12.23 | 0.12502 | 0 | 62.24 | 1 | 0
32.96 | 65.92 | 12.23 | 0.12502 | 0 | 65.92 | 1 | 0
33 | 66 | 12.23 | 0.12502 | 0 | 66 | 1 | 0
36.4 | 72.8 | 12.23 | 0.12502 | 0 | 72.8 | 1 | 0
35.16 | 70.32 | 7.48 | 0.12502 | 0 | 70.32 | 1 | 0
31.16 | 62.32 | 7.48 | 0.12502 | 0 | 62.32 | 1 | 0
28.92 | 57.84 | 7.48 | 0.12502 | 0 | 53.04 | 0.2 | 4.8
26.68 | 53.36 | 7.48 | 0.10709 | 4.8 | 53.36 | 0.91885 | 0
22.56 | 45.12 | 7.48 | 0.10709 | 0.54188 | 45.12 | 1 | 0
19.48 | 38.96 | 7.48 | 0.10709 | 0 | 38.96 | 1 | 0
11.04 | 22.08 | 7.48 | 0.10709 | 0 | 22.08 | 1 | 0
9.92 | 19.84 | 7.48 | 0.10709 | 0 | 19.84 | 1 | 0
9.76 | 19.52 | 7.48 | 0.10709 | 0 | 19.52 | 1 | 0
9.56 | 19.12 | 7.48 | 0.10709 | 0 | 19.12 | 1 | 0
12.52 | 25.04 | 7.48 | 0.10709 | 0 | 25.04 | 1 | 0
14.52 | 29.04 | 7.48 | 0.10709 | 0 | 29.04 | 1 | 0
17.2 | 34.4 | 7.48 | 0.10709 | 0 | 34.4 | 1 | 0
24.36 | 48.72 | 7.48 | 0.10709 | 0 | 48.72 | 1 | 0
23.12 | 46.24 | 7.48 | 0.10709 | 0 | 46.24 | 1 | 0
24.92 | 49.84 | 7.48 | 0.10709 | 0 | 49.84 | 1 | 0
26.76 | 53.52 | 7.48 | 0.10709 | 0 | 53.52 | 1 | 0
28.2 | 56.4 | 7.48 | 0.12502 | 0 | 56.4 | 1 | 0
29.44 | 58.88 | 7.48 | 0.12502 | 0 | 58.88 | 1 | 0
30.16 | 60.32 | 7.48 | 0.12502 | 0 | 60.32 | 1 | 0
33.4 | 66.8 | 12.23 | 0.12502 | 0 | 66.8 | 1 | 0
33.28 | 66.56 | 12.23 | 0.12502 | 0 | 66.56 | 1 | 0
37.92 | 75.84 | 12.23 | 0.12502 | 0 | 75.84 | 1 | 0
40.56 | 81.12 | 12.23 | 0.12502 | 0 | 81.12 | 1 | 0
40.88 | 81.76 | 7.48 | 0.12502 | 0 | 81.76 | 1 | 0
40.48 | 80.96 | 7.48 | 0.12502 | 0 | 80.96 | 1 | 0
39.88 | 79.76 | 7.48 | 0.12502 | 0 | 74.96 | 0.2 | 4.8
36.36 | 72.72 | 7.48 | 0.10709 | 4.8 | 72.72 | 0.91885 | 0
28.28 | 56.56 | 7.48 | 0.10709 | 0.54188 | 56.56 | 1 | 0
18.28 | 36.56 | 7.48 | 0.10709 | 0 | 36.56 | 1 | 0
11.44 | 22.88 | 7.48 | 0.10709 | 0 | 22.88 | 1 | 0
11.12 | 22.24 | 7.48 | 0.10709 | 0 | 22.24 | 1 | 0
8.84 | 17.68 | 7.48 | 0.10709 | 0 | 17.68 | 1 | 0
8.24 | 16.48 | 7.48 | 0.10709 | 0 | 16.48 | 1 | 0
10.76 | 21.52 | 7.48 | 0.10709 | 0 | 21.52 | 1 | 0
13.32 | 26.64 | 7.48 | 0.10709 | 0 | 26.64 | 1 | 0
16.36 | 32.72 | 7.48 | 0.10709 | 0 | 32.72 | 1 | 0
22.2 | 44.4 | 7.48 | 0.10709 | 0 | 44.4 | 1 | 0
23.36 | 46.72 | 7.48 | 0.10709 | 0 | 46.72 | 1 | 0
27.44 | 54.88 | 7.48 | 0.10709 | 0 | 54.88 | 1 | 0
33.68 | 67.36 | 7.48 | 0.10709 | 0 | 67.36 | 1 | 0
41.96 | 83.92 | 7.48 | 0.10709 | 0 | 83.92 | 1 | 0
47 | 94 | 7.48 | 0.10709 | 0 | 94 | 1 | 0
40.16 | 80.32 | 7.48 | 0.10709 | 0 | 80.32 | 1 | 0
34.44 | 68.88 | 7.48 | 0.10709 | 0 | 68.88 | 1 | 0
35.96 | 71.92 | 7.48 | 0.10709 | 0 | 71.92 | 1 | 0
36.32 | 72.64 | 7.48 | 0.10709 | 0 | 72.64 | 1 | 0
35.52 | 71.04 | 7.48 | 0.10709 | 0 | 71.04 | 1 | 0
32.64 | 65.28 | 7.48 | 0.10709 | 0 | 65.28 | 1 | 0
32.28 | 64.56 | 7.48 | 0.10709 | 0 | 64.56 | 1 | 0
30.04 | 60.08 | 7.48 | 0.10709 | 0 | 60.08 | 1 | 0
28.56 | 57.12 | 7.48 | 0.10709 | 0 | 57.12 | 1 | 0
24.92 | 49.84 | 7.48 | 0.10709 | 0 | 49.84 | 1 | 0
19 | 38 | 7.48 | 0.10709 | 0 | 38 | 1 | 0
11.2 | 22.4 | 7.48 | 0.10709 | 0 | 22.4 | 1 | 0
14.12 | 28.24 | 7.48 | 0.10709 | 0 | 28.24 | 1 | 0
10.24 | 20.48 | 7.48 | 0.10709 | 0 | 20.48 | 1 | 0
9.84 | 19.68 | 7.48 | 0.10709 | 0 | 19.68 | 1 | 0
11.16 | 22.32 | 7.48 | 0.10709 | 0 | 22.32 | 1 | 0
11.76 | 23.52 | 7.48 | 0.10709 | 0 | 23.52 | 1 | 0
13.48 | 26.96 | 7.48 | 0.10709 | 0 | 26.96 | 1 | 0
16.8 | 33.6 | 7.48 | 0.10709 | 0 | 33.6 | 1 | 0
20.24 | 40.48 | 7.48 | 0.10709 | 0 | 40.48 | 1 | 0
22.6 | 45.2 | 7.48 | 0.10709 | 0 | 45.2 | 1 | 0
25.48 | 50.96 | 7.48 | 0.10709 | 0 | 50.96 | 1 | 0
28.56 | 57.12 | 7.48 | 0.10709 | 0 | 57.12 | 1 | 0
31.56 | 63.12 | 7.48 | 0.10709 | 0 | 63.12 | 1 | 0
33.32 | 66.64 | 7.48 | 0.10709 | 0 | 66.64 | 1 | 0
33.28 | 66.56 | 7.48 | 0.10709 | 0 | 66.56 | 1 | 0
34.32 | 68.64 | 7.48 | 0.10709 | 0 | 68.64 | 1 | 0
35.8 | 71.6 | 7.48 | 0.10709 | 0 | 71.6 | 1 | 0
38.6 | 77.2 | 7.48 | 0.10709 | 0 | 77.2 | 1 | 0
38.16 | 76.32 | 7.48 | 0.10709 | 0 | 76.32 | 1 | 0
34.6 | 69.2 | 7.48 | 0.10709 | 0 | 69.2 | 1 | 0
33.16 | 66.32 | 7.48 | 0.10709 | 0 | 66.32 | 1 | 0
31.04 | 62.08 | 7.48 | 0.10709 | 0 | 62.08 | 1 | 0
28 | 56 | 7.48 | 0.10709 | 0 | 56 | 1 | 0
23 | 46 | 7.48 | 0.10709 | 0 | 46 | 1 | 0
14.08 | 28.16 | 7.48 | 0.10709 | 0 | 28.16 | 1 | 0
12.36 | 24.72 | 7.48 | 0.10709 | 0 | 24.72 | 1 | 0
12 | 24 | 7.48 | 0.10709 | 0 | 24 | 1 | 0
11.6 | 23.2 | 7.48 | 0.10709 | 0 | 23.2 | 1 | 0
12.32 | 24.64 | 7.48 | 0.10709 | 0 | 24.64 | 1 | 0
13.2 | 26.4 | 7.48 | 0.10709 | 0 | 26.4 | 1 | 0
13.96 | 27.92 | 7.48 | 0.10709 | 0 | 27.92 | 1 | 0
14.96 | 29.92 | 7.48 | 0.10709 | 0 | 29.92 | 1 | 0
16.16 | 32.32 | 7.48 | 0.10709 | 0 | 32.32 | 1 | 0
22.08 | 44.16 | 7.48 | 0.10709 | 0 | 44.16 | 1 | 0
24.6 | 49.2 | 7.48 | 0.10709 | 0 | 49.2 | 1 | 0
26.76 | 53.52 | 7.48 | 0.12502 | 0 | 53.52 | 1 | 0
29.88 | 59.76 | 7.48 | 0.12502 | 0 | 59.76 | 1 | 0
32 | 64 | 7.48 | 0.12502 | 0 | 64 | 1 | 0
33.16 | 66.32 | 12.23 | 0.12502 | 0 | 66.32 | 1 | 0
34.2 | 68.4 | 12.23 | 0.12502 | 0 | 68.4 | 1 | 0
36.12 | 72.24 | 12.23 | 0.12502 | 0 | 72.24 | 1 | 0
37.4 | 74.8 | 12.23 | 0.12502 | 0 | 74.8 | 1 | 0
37.8 | 75.6 | 7.48 | 0.12502 | 0 | 75.6 | 1 | 0
31.12 | 62.24 | 7.48 | 0.12502 | 0 | 62.24 | 1 | 0
24.4 | 48.8 | 7.48 | 0.12502 | 0 | 44 | 0.2 | 4.8
22.44 | 44.88 | 7.48 | 0.10709 | 4.8 | 44.88 | 0.91885 | 0
20.52 | 41.04 | 7.48 | 0.10709 | 0.54188 | 41.04 | 1 | 0
19.36 | 38.72 | 7.48 | 0.10709 | 0 | 38.72 | 1 | 0
12.36 | 24.72 | 7.48 | 0.10709 | 0 | 24.72 | 1 | 0
9.88 | 19.76 | 7.48 | 0.10709 | 0 | 19.76 | 1 | 0
10.72 | 21.44 | 7.48 | 0.10709 | 0 | 21.44 | 1 | 0
10.72 | 21.44 | 7.48 | 0.10709 | 0 | 21.44 | 1 | 0
11.6 | 23.2 | 7.48 | 0.10709 | 0 | 23.2 | 1 | 0
12.84 | 25.68 | 7.48 | 0.10709 | 0 | 25.68 | 1 | 0
14.04 | 28.08 | 7.48 | 0.10709 | 0 | 28.08 | 1 | 0
14.84 | 29.68 | 7.48 | 0.10709 | 0 | 29.68 | 1 | 0
12.6 | 25.2 | 7.48 | 0.10709 | 0 | 25.2 | 1 | 0
12.64 | 25.28 | 7.48 | 0.10709 | 0 | 25.28 | 1 | 0
17.08 | 34.16 | 7.48 | 0.10709 | 0 | 34.16 | 1 | 0
20.88 | 41.76 | 7.48 | 0.12502 | 0 | 41.76 | 1 | 0
22 | 44 | 7.48 | 0.12502 | 0 | 44 | 1 | 0
22.08 | 44.16 | 7.48 | 0.12502 | 0 | 44.16 | 1 | 0
22.44 | 44.88 | 12.23 | 0.12502 | 0 | 44.88 | 1 | 0
24.24 | 48.48 | 12.23 | 0.12502 | 0 | 48.48 | 1 | 0
28.4 | 56.8 | 12.23 | 0.12502 | 0 | 56.8 | 1 | 0
32.2 | 64.4 | 12.23 | 0.12502 | 0 | 64.4 | 1 | 0
30.08 | 60.16 | 7.48 | 0.12502 | 0 | 60.16 | 1 | 0
21.84 | 43.68 | 7.48 | 0.12502 | 0 | 43.68 | 1 | 0
18.84 | 37.68 | 7.48 | 0.12502 | 0 | 32.88 | 0.2 | 4.8
18 | 36 | 7.48 | 0.10709 | 4.8 | 36 | 0.91885 | 0
17 | 34 | 7.48 | 0.10709 | 0.54188 | 34 | 1 | 0
18.92 | 37.84 | 7.48 | 0.10709 | 0 | 37.84 | 1 | 0
15.76 | 31.52 | 7.48 | 0.10709 | 0 | 31.52 | 1 | 0
14.36 | 28.72 | 7.48 | 0.10709 | 0 | 28.72 | 1 | 0
15.08 | 30.16 | 7.48 | 0.10709 | 0 | 30.16 | 1 | 0
14.28 | 28.56 | 7.48 | 0.10709 | 0 | 28.56 | 1 | 0
12.24 | 24.48 | 7.48 | 0.10709 | 0 | 24.48 | 1 | 0
13.2 | 26.4 | 7.48 | 0.10709 | 0 | 26.4 | 1 | 0
15.96 | 31.92 | 7.48 | 0.10709 | 0 | 31.92 | 1 | 0
22.4 | 44.8 | 7.48 | 0.10709 | 0 | 44.8 | 1 | 0
20.52 | 41.04 | 7.48 | 0.10709 | 0 | 41.04 | 1 | 0
24.28 | 48.56 | 7.48 | 0.10709 | 0 | 48.56 | 1 | 0
25.88 | 51.76 | 7.48 | 0.10709 | 0 | 51.76 | 1 | 0
26.44 | 52.88 | 7.48 | 0.12502 | 0 | 52.88 | 1 | 0
31.68 | 63.36 | 7.48 | 0.12502 | 0 | 63.36 | 1 | 0
27.08 | 54.16 | 7.48 | 0.12502 | 0 | 54.16 | 1 | 0
24.56 | 49.12 | 12.23 | 0.12502 | 0 | 49.12 | 1 | 0
24.44 | 48.88 | 12.23 | 0.12502 | 0 | 48.88 | 1 | 0
23.88 | 47.76 | 12.23 | 0.12502 | 0 | 47.76 | 1 | 0
23.92 | 47.84 | 12.23 | 0.12502 | 0 | 47.84 | 1 | 0
26.6 | 53.2 | 7.48 | 0.12502 | 0 | 53.2 | 1 | 0
24.8 | 49.6 | 7.48 | 0.12502 | 0 | 49.6 | 1 | 0
24.88 | 49.76 | 7.48 | 0.12502 | 0 | 44.96 | 0.2 | 4.8
23.84 | 47.68 | 7.48 | 0.10709 | 4.8 | 47.68 | 0.91885 | 0
22.24 | 44.48 | 7.48 | 0.10709 | 0.54188 | 44.48 | 1 | 0
18.4 | 36.8 | 7.48 | 0.10709 | 0 | 36.8 | 1 | 0
11.32 | 22.64 | 7.48 | 0.10709 | 0 | 22.64 | 1 | 0
9.68 | 19.36 | 7.48 | 0.10709 | 0 | 19.36 | 1 | 0
10.4 | 20.8 | 7.48 | 0.10709 | 0 | 20.8 | 1 | 0
9.72 | 19.44 | 7.48 | 0.10709 | 0 | 19.44 | 1 | 0
11.72 | 23.44 | 7.48 | 0.10709 | 0 | 23.44 | 1 | 0
12.4 | 24.8 | 7.48 | 0.10709 | 0 | 24.8 | 1 | 0
15.56 | 31.12 | 7.48 | 0.10709 | 0 | 31.12 | 1 | 0
21.44 | 42.88 | 7.48 | 0.10709 | 0 | 42.88 | 1 | 0
22.04 | 44.08 | 7.48 | 0.10709 | 0 | 44.08 | 1 | 0
25.24 | 50.48 | 7.48 | 0.10709 | 0 | 50.48 | 1 | 0
33.16 | 66.32 | 7.48 | 0.10709 | 0 | 66.32 | 1 | 0
32.16 | 64.32 | 7.48 | 0.12502 | 0 | 64.32 | 1 | 0
33.52 | 67.04 | 7.48 | 0.12502 | 0 | 67.04 | 1 | 0
32.24 | 64.48 | 7.48 | 0.12502 | 0 | 64.48 | 1 | 0
31.88 | 63.76 | 12.23 | 0.12502 | 0 | 63.76 | 1 | 0
31.2 | 62.4 | 12.23 | 0.12502 | 0 | 62.4 | 1 | 0
31.6 | 63.2 | 12.23 | 0.12502 | 0 | 63.2 | 1 | 0
30.32 | 60.64 | 12.23 | 0.12502 | 0 | 60.64 | 1 | 0
31.04 | 62.08 | 7.48 | 0.12502 | 0 | 62.08 | 1 | 0
29.36 | 58.72 | 7.48 | 0.12502 | 0 | 58.72 | 1 | 0
28 | 56 | 7.48 | 0.12502 | 0 | 51.2 | 0.2 | 4.8
28 | 56 | 7.48 | 0.10709 | 0 | 56 | 0.2 | 0
24.88 | 49.76 | 7.48 | 0.10709 | 0 | 49.76 | 0.2 | 0
20.68 | 41.36 | 7.48 | 0.10709 | 0 | 41.36 | 0.2 | 0
11 | 22 | 7.48 | 0.10709 | 0 | 22 | 0.2 | 0
9.2 | 18.4 | 7.48 | 0.10336 | 4.8 | 18.4 | 0.91885 | 0
11.48 | 22.96 | 7.48 | 0.10336 | 0.54188 | 22.96 | 1 | 0
12.88 | 25.76 | 7.48 | 0.10336 | 0 | 25.76 | 1 | 0
12.32 | 24.64 | 7.48 | 0.10336 | 0 | 24.64 | 1 | 0
12.76 | 25.52 | 7.48 | 0.10336 | 0 | 25.52 | 1 | 0
14.28 | 28.56 | 7.48 | 0.10336 | 0 | 28.56 | 1 | 0
22.52 | 45.04 | 7.48 | 0.10336 | 0 | 45.04 | 1 | 0
21.76 | 43.52 | 7.48 | 0.10336 | 0 | 43.52 | 1 | 0
24.24 | 48.48 | 7.48 | 0.10336 | 0 | 48.48 | 1 | 0
28.52 | 57.04 | 7.48 | 0.10336 | 0 | 57.04 | 1 | 0
32.88 | 65.76 | 11.23 | 0.12409 | 0 | 65.76 | 1 | 0
31.24 | 62.48 | 11.23 | 0.12409 | 0 | 62.48 | 1 | 0
31.44 | 62.88 | 11.23 | 0.12409 | 0 | 62.88 | 1 | 0
31.04 | 62.08 | 17.48 | 0.13136 | 0 | 62.08 | 1 | 0
30.4 | 60.8 | 17.48 | 0.13136 | 0 | 60.8 | 1 | 0
32.16 | 64.32 | 17.48 | 0.13136 | 0 | 64.32 | 1 | 0
32.28 | 64.56 | 17.48 | 0.13136 | 0 | 59.76 | 0.2 | 4.8
31.36 | 62.72 | 11.23 | 0.12409 | 0 | 62.72 | 0.2 | 0
28.52 | 57.04 | 11.23 | 0.12409 | 0 | 57.04 | 0.2 | 0
26.56 | 53.12 | 11.23 | 0.12409 | 0 | 53.12 | 0.2 | 0
26.6 | 53.2 | 7.48 | 0.10336 | 4.8 | 53.2 | 0.91885 | 0
28.72 | 57.44 | 7.48 | 0.10336 | 0.54188 | 57.44 | 1 | 0
29.8 | 59.6 | 7.48 | 0.10336 | 0 | 59.6 | 1 | 0
23.08 | 46.16 | 7.48 | 0.10336 | 0 | 46.16 | 1 | 0
21.88 | 43.76 | 7.48 | 0.10336 | 0 | 43.76 | 1 | 0
22.04 | 44.08 | 7.48 | 0.10336 | 0 | 44.08 | 1 | 0
20.08 | 40.16 | 7.48 | 0.10336 | 0 | 40.16 | 1 | 0
21.56 | 43.12 | 7.48 | 0.10336 | 0 | 43.12 | 1 | 0
16.44 | 32.88 | 7.48 | 0.10336 | 0 | 32.88 | 1 | 0
16.48 | 32.96 | 7.48 | 0.10336 | 0 | 32.96 | 1 | 0
22.44 | 44.88 | 7.48 | 0.10336 | 0 | 44.88 | 1 | 0
23.68 | 47.36 | 7.48 | 0.10336 | 0 | 47.36 | 1 | 0
25.72 | 51.44 | 7.48 | 0.10336 | 0 | 51.44 | 1 | 0
29.52 | 59.04 | 7.48 | 0.10336 | 0 | 59.04 | 1 | 0
31.16 | 62.32 | 7.48 | 0.10336 | 0 | 62.32 | 1 | 0
38.08 | 76.16 | 7.48 | 0.10336 | 0 | 76.16 | 1 | 0
35.48 | 70.96 | 7.48 | 0.10336 | 0 | 70.96 | 1 | 0
34 | 68 | 7.48 | 0.10336 | 0 | 68 | 1 | 0
33.76 | 67.52 | 7.48 | 0.10336 | 0 | 67.52 | 1 | 0
35.2 | 70.4 | 7.48 | 0.10336 | 0 | 70.4 | 1 | 0
36.36 | 72.72 | 7.48 | 0.10336 | 0 | 72.72 | 1 | 0
35.68 | 71.36 | 7.48 | 0.10336 | 0 | 71.36 | 1 | 0
36.32 | 72.64 | 7.48 | 0.10336 | 0 | 72.64 | 1 | 0
33.84 | 67.68 | 7.48 | 0.10336 | 0 | 67.68 | 1 | 0
28.44 | 56.88 | 7.48 | 0.10336 | 0 | 56.88 | 1 | 0
21.4 | 42.8 | 7.48 | 0.10336 | 0 | 42.8 | 1 | 0
19.04 | 38.08 | 7.48 | 0.10336 | 0 | 38.08 | 1 | 0
11.4 | 22.8 | 7.48 | 0.10336 | 0 | 22.8 | 1 | 0
9.44 | 18.88 | 7.48 | 0.10336 | 0 | 18.88 | 1 | 0
10.8 | 21.6 | 7.48 | 0.10336 | 0 | 21.6 | 1 | 0
11.2 | 22.4 | 7.48 | 0.10336 | 0 | 22.4 | 1 | 0
12.24 | 24.48 | 7.48 | 0.10336 | 0 | 24.48 | 1 | 0
13.96 | 27.92 | 7.48 | 0.10336 | 0 | 27.92 | 1 | 0
15.48 | 30.96 | 7.48 | 0.10336 | 0 | 30.96 | 1 | 0
14.76 | 29.52 | 7.48 | 0.10336 | 0 | 29.52 | 1 | 0
18.6 | 37.2 | 7.48 | 0.10336 | 0 | 37.2 | 1 | 0
19.32 | 38.64 | 7.48 | 0.10336 | 0 | 38.64 | 1 | 0
22 | 44 | 7.48 | 0.10336 | 0 | 44 | 1 | 0
23.08 | 46.16 | 7.48 | 0.10336 | 0 | 46.16 | 1 | 0
25.88 | 51.76 | 7.48 | 0.10336 | 0 | 51.76 | 1 | 0
25.32 | 50.64 | 7.48 | 0.10336 | 0 | 50.64 | 1 | 0
26.68 | 53.36 | 7.48 | 0.10336 | 0 | 53.36 | 1 | 0
25.28 | 50.56 | 7.48 | 0.10336 | 0 | 50.56 | 1 | 0
26.96 | 53.92 | 7.48 | 0.10336 | 0 | 53.92 | 1 | 0
26.04 | 52.08 | 7.48 | 0.10336 | 0 | 52.08 | 1 | 0
26.84 | 53.68 | 7.48 | 0.10336 | 0 | 53.68 | 1 | 0
21 | 42 | 7.48 | 0.10336 | 0 | 42 | 1 | 0
16.84 | 33.68 | 7.48 | 0.10336 | 0 | 33.68 | 1 | 0
15.84 | 31.68 | 7.48 | 0.10336 | 0 | 31.68 | 1 | 0
16.12 | 32.24 | 7.48 | 0.10336 | 0 | 32.24 | 1 | 0
15.8 | 31.6 | 7.48 | 0.10336 | 0 | 31.6 | 1 | 0
13.48 | 26.96 | 7.48 | 0.10336 | 0 | 26.96 | 1 | 0
12.2 | 24.4 | 7.48 | 0.10336 | 0 | 24.4 | 1 | 0
10.08 | 20.16 | 7.48 | 0.10336 | 0 | 20.16 | 1 | 0
9.08 | 18.16 | 7.48 | 0.10336 | 0 | 18.16 | 1 | 0
12.04 | 24.08 | 7.48 | 0.10336 | 0 | 24.08 | 1 | 0
13.12 | 26.24 | 7.48 | 0.10336 | 0 | 26.24 | 1 | 0
14.72 | 29.44 | 7.48 | 0.10336 | 0 | 29.44 | 1 | 0
14.6 | 29.2 | 7.48 | 0.10336 | 0 | 29.2 | 1 | 0
16.4 | 32.8 | 7.48 | 0.10336 | 0 | 32.8 | 1 | 0
19.4 | 38.8 | 7.48 | 0.10336 | 0 | 38.8 | 1 | 0
20.08 | 40.16 | 7.48 | 0.10336 | 0 | 40.16 | 1 | 0
19.56 | 39.12 | 11.23 | 0.12409 | 0 | 39.12 | 1 | 0
22.2 | 44.4 | 11.23 | 0.12409 | 0 | 44.4 | 1 | 0
23.16 | 46.32 | 11.23 | 0.12409 | 0 | 46.32 | 1 | 0
24.24 | 48.48 | 17.48 | 0.13136 | 0 | 48.48 | 1 | 0
26.52 | 53.04 | 17.48 | 0.13136 | 0 | 53.04 | 1 | 0
26.6 | 53.2 | 17.48 | 0.13136 | 0 | 53.2 | 1 | 0
25.92 | 51.84 | 17.48 | 0.13136 | 0 | 47.04 | 0.2 | 4.8
28.52 | 57.04 | 11.23 | 0.12409 | 0 | 57.04 | 0.2 | 0
26.2 | 52.4 | 11.23 | 0.12409 | 0 | 52.4 | 0.2 | 0
19.36 | 38.72 | 11.23 | 0.12409 | 0 | 38.72 | 0.2 | 0
16.16 | 32.32 | 7.48 | 0.10336 | 4.8 | 32.32 | 0.91885 | 0
16.8 | 33.6 | 7.48 | 0.10336 | 0.54188 | 33.6 | 1 | 0
18.76 | 37.52 | 7.48 | 0.10336 | 0 | 37.52 | 1 | 0
13.24 | 26.48 | 7.48 | 0.10336 | 0 | 26.48 | 1 | 0
10.36 | 20.72 | 7.48 | 0.10336 | 0 | 20.72 | 1 | 0
13.64 | 27.28 | 7.48 | 0.10336 | 0 | 27.28 | 1 | 0
14.28 | 28.56 | 7.48 | 0.10336 | 0 | 28.56 | 1 | 0
17 | 34 | 7.48 | 0.10336 | 0 | 34 | 1 | 0
16.12 | 32.24 | 7.48 | 0.10336 | 0 | 32.24 | 1 | 0
16.28 | 32.56 | 7.48 | 0.10336 | 0 | 32.56 | 1 | 0
20.2 | 40.4 | 7.48 | 0.10336 | 0 | 40.4 | 1 | 0
22.08 | 44.16 | 7.48 | 0.10336 | 0 | 44.16 | 1 | 0
23.8 | 47.6 | 7.48 | 0.10336 | 0 | 47.6 | 1 | 0
28 | 56 | 7.48 | 0.10336 | 0 | 56 | 1 | 0
33.4 | 66.8 | 11.23 | 0.12409 | 0 | 66.8 | 1 | 0
34.84 | 69.68 | 11.23 | 0.12409 | 0 | 69.68 | 1 | 0
32.4 | 64.8 | 11.23 | 0.12409 | 0 | 64.8 | 1 | 0
31.88 | 63.76 | 17.48 | 0.13136 | 0 | 63.76 | 1 | 0
33.24 | 66.48 | 17.48 | 0.13136 | 0 | 66.48 | 1 | 0
35.52 | 71.04 | 17.48 | 0.13136 | 0 | 71.04 | 1 | 0
36.16 | 72.32 | 17.48 | 0.13136 | 0 | 67.52 | 0.2 | 4.8
36.52 | 73.04 | 11.23 | 0.12409 | 0 | 73.04 | 0.2 | 0
37.68 | 75.36 | 11.23 | 0.12409 | 0 | 75.36 | 0.2 | 0
35.64 | 71.28 | 11.23 | 0.12409 | 0 | 71.28 | 0.2 | 0
33.8 | 67.6 | 7.48 | 0.10336 | 4.8 | 67.6 | 0.91885 | 0
29.84 | 59.68 | 7.48 | 0.10336 | 0.54188 | 59.68 | 1 | 0
20.52 | 41.04 | 7.48 | 0.10336 | 0 | 41.04 | 1 | 0
11.84 | 23.68 | 7.48 | 0.10336 | 0 | 23.68 | 1 | 0
9.64 | 19.28 | 7.48 | 0.10336 | 0 | 19.28 | 1 | 0
10.48 | 20.96 | 7.48 | 0.10336 | 0 | 20.96 | 1 | 0
10.84 | 21.68 | 7.48 | 0.10336 | 0 | 21.68 | 1 | 0
12.32 | 24.64 | 7.48 | 0.10336 | 0 | 24.64 | 1 | 0
13.76 | 27.52 | 7.48 | 0.10336 | 0 | 27.52 | 1 | 0
16.56 | 33.12 | 7.48 | 0.10336 | 0 | 33.12 | 1 | 0
22.88 | 45.76 | 7.48 | 0.10336 | 0 | 45.76 | 1 | 0
23.88 | 47.76 | 7.48 | 0.10336 | 0 | 47.76 | 1 | 0
29.84 | 59.68 | 7.48 | 0.10336 | 0 | 59.68 | 1 | 0
33.12 | 66.24 | 7.48 | 0.10336 | 0 | 66.24 | 1 | 0
37.2 | 74.4 | 11.23 | 0.12409 | 0 | 74.4 | 1 | 0
42.56 | 85.12 | 11.23 | 0.12409 | 0 | 85.12 | 1 | 0
38.84 | 77.68 | 11.23 | 0.12409 | 0 | 77.68 | 1 | 0
39.08 | 78.16 | 17.48 | 0.13136 | 0 | 78.16 | 1 | 0
39.08 | 78.16 | 17.48 | 0.13136 | 0 | 78.16 | 1 | 0
40.88 | 81.76 | 17.48 | 0.13136 | 0 | 81.76 | 1 | 0
43.44 | 86.88 | 17.48 | 0.13136 | 0 | 82.08 | 0.2 | 4.8
44.84 | 89.68 | 11.23 | 0.12409 | 0 | 89.68 | 0.2 | 0
41.52 | 83.04 | 11.23 | 0.12409 | 0 | 83.04 | 0.2 | 0
39.32 | 78.64 | 11.23 | 0.12409 | 0 | 78.64 | 0.2 | 0
34.72 | 69.44 | 7.48 | 0.10336 | 4.8 | 69.44 | 0.91885 | 0
25.8 | 51.6 | 7.48 | 0.10336 | 0.54188 | 51.6 | 1 | 0
19.68 | 39.36 | 7.48 | 0.10336 | 0 | 39.36 | 1 | 0
11.28 | 22.56 | 7.48 | 0.10336 | 0 | 22.56 | 1 | 0
10.04 | 20.08 | 7.48 | 0.10336 | 0 | 20.08 | 1 | 0
15.36 | 30.72 | 7.48 | 0.10336 | 0 | 30.72 | 1 | 0
15.48 | 30.96 | 7.48 | 0.10336 | 0 | 30.96 | 1 | 0
17.48 | 34.96 | 7.48 | 0.10336 | 0 | 34.96 | 1 | 0
17.76 | 35.52 | 7.48 | 0.10336 | 0 | 35.52 | 1 | 0
15.2 | 30.4 | 7.48 | 0.10336 | 0 | 30.4 | 1 | 0
20.84 | 41.68 | 7.48 | 0.10336 | 0 | 41.68 | 1 | 0
23.48 | 46.96 | 7.48 | 0.10336 | 0 | 46.96 | 1 | 0
31.84 | 63.68 | 7.48 | 0.10336 | 0 | 63.68 | 1 | 0
32.52 | 65.04 | 7.48 | 0.10336 | 0 | 65.04 | 1 | 0
35.28 | 70.56 | 11.23 | 0.12409 | 0 | 70.56 | 1 | 0
38.84 | 77.68 | 11.23 | 0.12409 | 0 | 77.68 | 1 | 0
34.52 | 69.04 | 11.23 | 0.12409 | 0 | 69.04 | 1 | 0
35.12 | 70.24 | 17.48 | 0.13136 | 0 | 70.24 | 1 | 0
34.84 | 69.68 | 17.48 | 0.13136 | 0 | 69.68 | 1 | 0
34.84 | 69.68 | 17.48 | 0.13136 | 0 | 69.68 | 1 | 0
35.76 | 71.52 | 17.48 | 0.13136 | 0 | 66.72 | 0.2 | 4.8
35.08 | 70.16 | 11.23 | 0.12409 | 0 | 70.16 | 0.2 | 0
33.96 | 67.92 | 11.23 | 0.12409 | 0 | 67.92 | 0.2 | 0
31.48 | 62.96 | 11.23 | 0.12409 | 0 | 62.96 | 0.2 | 0
28.84 | 57.68 | 7.48 | 0.10336 | 4.8 | 57.68 | 0.91885 | 0
26.4 | 52.8 | 7.48 | 0.10336 | 0.54188 | 52.8 | 1 | 0
22.88 | 45.76 | 7.48 | 0.10336 | 0 | 45.76 | 1 | 0
14.4 | 28.8 | 7.48 | 0.10336 | 0 | 28.8 | 1 | 0
11 | 22 | 7.48 | 0.10336 | 0 | 22 | 1 | 0
10.56 | 21.12 | 7.48 | 0.10336 | 0 | 21.12 | 1 | 0
12.04 | 24.08 | 7.48 | 0.10336 | 0 | 24.08 | 1 | 0
12.08 | 24.16 | 7.48 | 0.10336 | 0 | 24.16 | 1 | 0
13.68 | 27.36 | 7.48 | 0.10336 | 0 | 27.36 | 1 | 0
16.28 | 32.56 | 7.48 | 0.10336 | 0 | 32.56 | 1 | 0
22.76 | 45.52 | 7.48 | 0.10336 | 0 | 45.52 | 1 | 0
22.24 | 44.48 | 7.48 | 0.10336 | 0 | 44.48 | 1 | 0
24.48 | 48.96 | 7.48 | 0.10336 | 0 | 48.96 | 1 | 0
25.72 | 51.44 | 7.48 | 0.10336 | 0 | 51.44 | 1 | 0
31 | 62 | 11.23 | 0.12409 | 0 | 62 | 1 | 0
34.48 | 68.96 | 11.23 | 0.12409 | 0 | 68.96 | 1 | 0
31.92 | 63.84 | 11.23 | 0.12409 | 0 | 63.84 | 1 | 0
30.48 | 60.96 | 17.48 | 0.13136 | 0 | 60.96 | 1 | 0
28.2 | 56.4 | 17.48 | 0.13136 | 0 | 56.4 | 1 | 0
30.44 | 60.88 | 17.48 | 0.13136 | 0 | 60.88 | 1 | 0
31.28 | 62.56 | 17.48 | 0.13136 | 0 | 57.76 | 0.2 | 4.8
28.2 | 56.4 | 11.23 | 0.12409 | 0 | 56.4 | 0.2 | 0
27.12 | 54.24 | 11.23 | 0.12409 | 0 | 54.24 | 0.2 | 0
24.48 | 48.96 | 11.23 | 0.12409 | 0 | 48.96 | 0.2 | 0
24.2 | 48.4 | 7.48 | 0.10336 | 4.8 | 48.4 | 0.91885 | 0
22 | 44 | 7.48 | 0.10336 | 0.54188 | 44 | 1 | 0
16.88 | 33.76 | 7.48 | 0.10336 | 0 | 33.76 | 1 | 0
10.6 | 21.2 | 7.48 | 0.10336 | 0 | 21.2 | 1 | 0
9.2 | 18.4 | 7.48 | 0.10336 | 0 | 18.4 | 1 | 0
9.76 | 19.52 | 7.48 | 0.10336 | 0 | 19.52 | 1 | 0
9.72 | 19.44 | 7.48 | 0.10336 | 0 | 19.44 | 1 | 0
12.64 | 25.28 | 7.48 | 0.10336 | 0 | 25.28 | 1 | 0
13.84 | 27.68 | 7.48 | 0.10336 | 0 | 27.68 | 1 | 0
16.32 | 32.64 | 7.48 | 0.10336 | 0 | 32.64 | 1 | 0
22.48 | 44.96 | 7.48 | 0.10336 | 0 | 44.96 | 1 | 0
22.32 | 44.64 | 7.48 | 0.10336 | 0 | 44.64 | 1 | 0
24.08 | 48.16 | 7.48 | 0.10336 | 0 | 48.16 | 1 | 0
27.16 | 54.32 | 7.48 | 0.10336 | 0 | 54.32 | 1 | 0
33.16 | 66.32 | 7.48 | 0.10336 | 0 | 66.32 | 1 | 0
30.12 | 60.24 | 7.48 | 0.10336 | 0 | 60.24 | 1 | 0
26.96 | 53.92 | 7.48 | 0.10336 | 0 | 53.92 | 1 | 0
26.08 | 52.16 | 7.48 | 0.10336 | 0 | 52.16 | 1 | 0
25.92 | 51.84 | 7.48 | 0.10336 | 0 | 51.84 | 1 | 0
25.08 | 50.16 | 7.48 | 0.10336 | 0 | 50.16 | 1 | 0
24.8 | 49.6 | 7.48 | 0.10336 | 0 | 49.6 | 1 | 0
25.32 | 50.64 | 7.48 | 0.10336 | 0 | 50.64 | 1 | 0
25.28 | 50.56 | 7.48 | 0.10336 | 0 | 50.56 | 1 | 0
25.36 | 50.72 | 7.48 | 0.10336 | 0 | 50.72 | 1 | 0
24.84 | 49.68 | 7.48 | 0.10336 | 0 | 49.68 | 1 | 0
24.56 | 49.12 | 7.48 | 0.10336 | 0 | 49.12 | 1 | 0
26.88 | 53.76 | 7.48 | 0.10336 | 0 | 53.76 | 1 | 0
23.96 | 47.92 | 7.48 | 0.10336 | 0 | 47.92 | 1 | 0
22.48 | 44.96 | 7.48 | 0.10336 | 0 | 44.96 | 1 | 0
22.4 | 44.8 | 7.48 | 0.10336 | 0 | 44.8 | 1 | 0
21.32 | 42.64 | 7.48 | 0.10336 | 0 | 42.64 | 1 | 0
22.76 | 45.52 | 7.48 | 0.10336 | 0 | 45.52 | 1 | 0
21.84 | 43.68 | 7.48 | 0.10336 | 0 | 43.68 | 1 | 0
20.72 | 41.44 | 7.48 | 0.10336 | 0 | 41.44 | 1 | 0
20.32 | 40.64 | 7.48 | 0.10336 | 0 | 40.64 | 1 | 0
20.72 | 41.44 | 7.48 | 0.10336 | 0 | 41.44 | 1 | 0
21.16 | 42.32 | 7.48 | 0.10336 | 0 | 42.32 | 1 | 0
22.16 | 44.32 | 7.48 | 0.10336 | 0 | 44.32 | 1 | 0
23.56 | 47.12 | 7.48 | 0.10336 | 0 | 47.12 | 1 | 0
23.28 | 46.56 | 7.48 | 0.10336 | 0 | 46.56 | 1 | 0
23.4 | 46.8 | 7.48 | 0.10336 | 0 | 46.8 | 1 | 0
24.08 | 48.16 | 7.48 | 0.10336 | 0 | 48.16 | 1 | 0
23.96 | 47.92 | 7.48 | 0.10336 | 0 | 47.92 | 1 | 0
25.48 | 50.96 | 7.48 | 0.10336 | 0 | 50.96 | 1 | 0
25.8 | 51.6 | 7.48 | 0.10336 | 0 | 51.6 | 1 | 0
24.24 | 48.48 | 7.48 | 0.10336 | 0 | 48.48 | 1 | 0
21.16 | 42.32 | 7.48 | 0.10336 | 0 | 42.32 | 1 | 0
15.6 | 31.2 | 7.48 | 0.10336 | 0 | 31.2 | 1 | 0
19.16 | 38.32 | 7.48 | 0.10336 | 0 | 38.32 | 1 | 0
24.96 | 49.92 | 7.48 | 0.10336 | 0 | 49.92 | 1 | 0
26.08 | 52.16 | 7.48 | 0.10336 | 0 | 52.16 | 1 | 0
22.96 | 45.92 | 7.48 | 0.10336 | 0 | 45.92 | 1 | 0
21.96 | 43.92 | 7.48 | 0.10336 | 0 | 43.92 | 1 | 0
22.32 | 44.64 | 7.48 | 0.10336 | 0 | 44.64 | 1 | 0
21.52 | 43.04 | 7.48 | 0.10336 | 0 | 43.04 | 1 | 0
22.72 | 45.44 | 7.48 | 0.10336 | 0 | 45.44 | 1 | 0
21.96 | 43.92 | 7.48 | 0.10336 | 0 | 43.92 | 1 | 0
20.64 | 41.28 | 7.48 | 0.10336 | 0 | 41.28 | 1 | 0
20.12 | 40.24 | 7.48 | 0.10336 | 0 | 40.24 | 1 | 0
18.64 | 37.28 | 7.48 | 0.10336 | 0 | 37.28 | 1 | 0
19.24 | 38.48 | 7.48 | 0.10336 | 0 | 38.48 | 1 | 0
21.16 | 42.32 | 7.48 | 0.10336 | 0 | 42.32 | 1 | 0
21.36 | 42.72 | 11.23 | 0.12409 | 0 | 42.72 | 1 | 0
23.32 | 46.64 | 11.23 | 0.12409 | 0 | 46.64 | 1 | 0
25.2 | 50.4 | 11.23 | 0.12409 | 0 | 50.4 | 1 | 0
26.56 | 53.12 | 17.48 | 0.13136 | 0 | 53.12 | 1 | 0
27.68 | 55.36 | 17.48 | 0.13136 | 0 | 55.36 | 1 | 0
31.72 | 63.44 | 17.48 | 0.13136 | 0 | 63.44 | 1 | 0
28.92 | 57.84 | 17.48 | 0.13136 | 0 | 53.04 | 0.2 | 4.8
27.96 | 55.92 | 11.23 | 0.12409 | 0 | 55.92 | 0.2 | 0
26.8 | 53.6 | 11.23 | 0.12409 | 0 | 53.6 | 0.2 | 0
24.08 | 48.16 | 11.23 | 0.12409 | 0 | 48.16 | 0.2 | 0
23.4 | 46.8 | 7.48 | 0.10336 | 4.8 | 46.8 | 0.91885 | 0
26.4 | 52.8 | 7.48 | 0.10336 | 0.54188 | 52.8 | 1 | 0
26.68 | 53.36 | 7.48 | 0.10336 | 0 | 53.36 | 1 | 0
21.56 | 43.12 | 7.48 | 0.10336 | 0 | 43.12 | 1 | 0
20.2 | 40.4 | 7.48 | 0.10336 | 0 | 40.4 | 1 | 0
20.64 | 41.28 | 7.48 | 0.10336 | 0 | 41.28 | 1 | 0
20.44 | 40.88 | 7.48 | 0.10336 | 0 | 40.88 | 1 | 0
20.52 | 41.04 | 7.48 | 0.10336 | 0 | 41.04 | 1 | 0
20.24 | 40.48 | 7.48 | 0.10336 | 0 | 40.48 | 1 | 0
19.44 | 38.88 | 7.48 | 0.10336 | 0 | 38.88 | 1 | 0
21.08 | 42.16 | 7.48 | 0.10336 | 0 | 42.16 | 1 | 0
22.28 | 44.56 | 7.48 | 0.10336 | 0 | 44.56 | 1 | 0
24.48 | 48.96 | 7.48 | 0.10336 | 0 | 48.96 | 1 | 0
27.32 | 54.64 | 7.48 | 0.10336 | 0 | 54.64 | 1 | 0
31.32 | 62.64 | 11.23 | 0.12409 | 0 | 62.64 | 1 | 0
33.16 | 66.32 | 11.23 | 0.12409 | 0 | 66.32 | 1 | 0
26.72 | 53.44 | 11.23 | 0.12409 | 0 | 53.44 | 1 | 0
25.56 | 51.12 | 17.48 | 0.13136 | 0 | 51.12 | 1 | 0
25.52 | 51.04 | 17.48 | 0.13136 | 0 | 51.04 | 1 | 0
24.4 | 48.8 | 17.48 | 0.13136 | 0 | 48.8 | 1 | 0
22.76 | 45.52 | 17.48 | 0.13136 | 0 | 40.72 | 0.2 | 4.8
22.76 | 45.52 | 11.23 | 0.12409 | 0 | 45.52 | 0.2 | 0
24.2 | 48.4 | 11.23 | 0.12409 | 0 | 48.4 | 0.2 | 0
24.64 | 49.28 | 11.23 | 0.12409 | 0 | 49.28 | 0.2 | 0
25.52 | 51.04 | 7.48 | 0.10336 | 4.8 | 51.04 | 0.91885 | 0
24.92 | 49.84 | 7.48 | 0.10336 | 0.54188 | 49.84 | 1 | 0
17.92 | 35.84 | 7.48 | 0.10336 | 0 | 35.84 | 1 | 0
10.84 | 21.68 | 7.48 | 0.10336 | 0 | 21.68 | 1 | 0
8.88 | 17.76 | 7.48 | 0.10336 | 0 | 17.76 | 1 | 0
8.96 | 17.92 | 7.48 | 0.10336 | 0 | 17.92 | 1 | 0
9.84 | 19.68 | 7.48 | 0.10336 | 0 | 19.68 | 1 | 0
12.16 | 24.32 | 7.48 | 0.10336 | 0 | 24.32 | 1 | 0
13.8 | 27.6 | 7.48 | 0.10336 | 0 | 27.6 | 1 | 0
16.12 | 32.24 | 7.48 | 0.10336 | 0 | 32.24 | 1 | 0
22.56 | 45.12 | 7.48 | 0.10336 | 0 | 45.12 | 1 | 0
22 | 44 | 7.48 | 0.10336 | 0 | 44 | 1 | 0
23.24 | 46.48 | 7.48 | 0.10336 | 0 | 46.48 | 1 | 0
24.4 | 48.8 | 7.48 | 0.10336 | 0 | 48.8 | 1 | 0
29.64 | 59.28 | 11.23 | 0.12409 | 0 | 59.28 | 1 | 0
27.8 | 55.6 | 11.23 | 0.12409 | 0 | 55.6 | 1 | 0
25.56 | 51.12 | 11.23 | 0.12409 | 0 | 51.12 | 1 | 0
24.64 | 49.28 | 17.48 | 0.13136 | 0 | 49.28 | 1 | 0
24.92 | 49.84 | 17.48 | 0.13136 | 0 | 49.84 | 1 | 0
25.32 | 50.64 | 17.48 | 0.13136 | 0 | 50.64 | 1 | 0
26.04 | 52.08 | 17.48 | 0.13136 | 0 | 47.28 | 0.2 | 4.8
25.56 | 51.12 | 11.23 | 0.12409 | 0 | 51.12 | 0.2 | 0
25 | 50 | 11.23 | 0.12409 | 0 | 50 | 0.2 | 0
23.6 | 47.2 | 11.23 | 0.12409 | 0 | 47.2 | 0.2 | 0
23.48 | 46.96 | 7.48 | 0.10336 | 4.8 | 46.96 | 0.91885 | 0
24.72 | 49.44 | 7.48 | 0.10336 | 0.54188 | 49.44 | 1 | 0
26.12 | 52.24 | 7.48 | 0.10336 | 0 | 52.24 | 1 | 0
21.68 | 43.36 | 7.48 | 0.10336 | 0 | 43.36 | 1 | 0
19.96 | 39.92 | 7.48 | 0.10336 | 0 | 39.92 | 1 | 0
20.16 | 40.32 | 7.48 | 0.10336 | 0 | 40.32 | 1 | 0
20.32 | 40.64 | 7.48 | 0.10336 | 0 | 40.64 | 1 | 0
21.32 | 42.64 | 7.48 | 0.10336 | 0 | 42.64 | 1 | 0
22.76 | 45.52 | 7.48 | 0.10336 | 0 | 45.52 | 1 | 0
22.48 | 44.96 | 7.48 | 0.10336 | 0 | 44.96 | 1 | 0
23 | 46 | 7.48 | 0.10336 | 0 | 46 | 1 | 0
22.8 | 45.6 | 7.48 | 0.10336 | 0 | 45.6 | 1 | 0
24.52 | 49.04 | 7.48 | 0.10336 | 0 | 49.04 | 1 | 0
31.08 | 62.16 | 7.48 | 0.10336 | 0 | 62.16 | 1 | 0
31.12 | 62.24 | 11.23 | 0.12409 | 0 | 62.24 | 1 | 0
32.96 | 65.92 | 11.23 | 0.12409 | 0 | 65.92 | 1 | 0
30.32 | 60.64 | 11.23 | 0.12409 | 0 | 60.64 | 1 | 0
29.52 | 59.04 | 17.48 | 0.13136 | 0 | 59.04 | 1 | 0
28.72 | 57.44 | 17.48 | 0.13136 | 0 | 57.44 | 1 | 0
29.4 | 58.8 | 17.48 | 0.13136 | 0 | 58.8 | 1 | 0
28.68 | 57.36 | 17.48 | 0.13136 | 0 | 52.56 | 0.2 | 4.8
30.84 | 61.68 | 11.23 | 0.12409 | 0 | 61.68 | 0.2 | 0
30.2 | 60.4 | 11.23 | 0.12409 | 0 | 60.4 | 0.2 | 0
28.28 | 56.56 | 11.23 | 0.12409 | 0 | 56.56 | 0.2 | 0
26.56 | 53.12 | 7.48 | 0.10336 | 4.8 | 53.12 | 0.91885 | 0
23.08 | 46.16 | 7.48 | 0.10336 | 0.54188 | 46.16 | 1 | 0
17.04 | 34.08 | 7.48 | 0.10336 | 0 | 34.08 | 1 | 0
11.2 | 22.4 | 7.48 | 0.10336 | 0 | 22.4 | 1 | 0
11.64 | 23.28 | 7.48 | 0.10336 | 0 | 23.28 | 1 | 0
14.24 | 28.48 | 7.48 | 0.10336 | 0 | 28.48 | 1 | 0
14.52 | 29.04 | 7.48 | 0.10336 | 0 | 29.04 | 1 | 0
15.36 | 30.72 | 7.48 | 0.10336 | 0 | 30.72 | 1 | 0
14.04 | 28.08 | 7.48 | 0.10336 | 0 | 28.08 | 1 | 0
15.72 | 31.44 | 7.48 | 0.10336 | 0 | 31.44 | 1 | 0
22.24 | 44.48 | 7.48 | 0.10336 | 0 | 44.48 | 1 | 0
21.84 | 43.68 | 7.48 | 0.10336 | 0 | 43.68 | 1 | 0
24.6 | 49.2 | 7.48 | 0.10336 | 0 | 49.2 | 1 | 0
26.28 | 52.56 | 7.48 | 0.10336 | 0 | 52.56 | 1 | 0
28.44 | 56.88 | 11.23 | 0.12409 | 0 | 56.88 | 1 | 0
33.2 | 66.4 | 11.23 | 0.12409 | 0 | 66.4 | 1 | 0
27.76 | 55.52 | 11.23 | 0.12409 | 0 | 55.52 | 1 | 0
25.6 | 51.2 | 17.48 | 0.13136 | 0 | 51.2 | 1 | 0
25.32 | 50.64 | 17.48 | 0.13136 | 0 | 50.64 | 1 | 0
24.28 | 48.56 | 17.48 | 0.13136 | 0 | 48.56 | 1 | 0
23.96 | 47.92 | 17.48 | 0.13136 | 0 | 43.12 | 0.2 | 4.8
24.28 | 48.56 | 11.23 | 0.12409 | 0 | 48.56 | 0.2 | 0
23.56 | 47.12 | 11.23 | 0.12409 | 0 | 47.12 | 0.2 | 0
24.92 | 49.84 | 11.23 | 0.12409 | 0 | 49.84 | 0.2 | 0
24.84 | 49.68 | 7.48 | 0.10336 | 4.8 | 49.68 | 0.91885 | 0
25.28 | 50.56 | 7.48 | 0.10336 | 0.54188 | 50.56 | 1 | 0
18 | 36 | 7.48 | 0.10336 | 0 | 36 | 1 | 0
11.04 | 22.08 | 7.48 | 0.10336 | 0 | 22.08 | 1 | 0
8.96 | 17.92 | 7.48 | 0.10336 | 0 | 17.92 | 1 | 0
9.68 | 19.36 | 7.48 | 0.10336 | 0 | 19.36 | 1 | 0
9.24 | 18.48 | 7.48 | 0.10336 | 0 | 18.48 | 1 | 0
13.52 | 27.04 | 7.48 | 0.10336 | 0 | 27.04 | 1 | 0
14.8 | 29.6 | 7.48 | 0.10336 | 0 | 29.6 | 1 | 0
16.6 | 33.2 | 7.48 | 0.10336 | 0 | 33.2 | 1 | 0
22.6 | 45.2 | 7.48 | 0.10336 | 0 | 45.2 | 1 | 0
23.72 | 47.44 | 7.48 | 0.10336 | 0 | 47.44 | 1 | 0
25.6 | 51.2 | 7.48 | 0.10336 | 0 | 51.2 | 1 | 0
27.6 | 55.2 | 7.48 | 0.10336 | 0 | 55.2 | 1 | 0
31.84 | 63.68 | 7.48 | 0.10336 | 0 | 63.68 | 1 | 0
32.8 | 65.6 | 7.48 | 0.10336 | 0 | 65.6 | 1 | 0
29.48 | 58.96 | 7.48 | 0.10336 | 0 | 58.96 | 1 | 0
28.72 | 57.44 | 7.48 | 0.10336 | 0 | 57.44 | 1 | 0
26.8 | 53.6 | 7.48 | 0.10336 | 0 | 53.6 | 1 | 0
28.4 | 56.8 | 7.48 | 0.10336 | 0 | 56.8 | 1 | 0
27.6 | 55.2 | 7.48 | 0.10336 | 0 | 55.2 | 1 | 0
28.04 | 56.08 | 7.48 | 0.10336 | 0 | 56.08 | 1 | 0
27.64 | 55.28 | 7.48 | 0.10336 | 0 | 55.28 | 1 | 0
26.96 | 53.92 | 7.48 | 0.10336 | 0 | 53.92 | 1 | 0
24.4 | 48.8 | 7.48 | 0.10336 | 0 | 48.8 | 1 | 0
19.56 | 39.12 | 7.48 | 0.10336 | 0 | 39.12 | 1 | 0
19.24 | 38.48 | 7.48 | 0.10336 | 0 | 38.48 | 1 | 0
11 | 22 | 7.48 | 0.10336 | 0 | 22 | 1 | 0
8.84 | 17.68 | 7.48 | 0.10336 | 0 | 17.68 | 1 | 0
9.2 | 18.4 | 7.48 | 0.10336 | 0 | 18.4 | 1 | 0
13.36 | 26.72 | 7.48 | 0.10336 | 0 | 26.72 | 1 | 0
16.52 | 33.04 | 7.48 | 0.10336 | 0 | 33.04 | 1 | 0
13.32 | 26.64 | 7.48 | 0.10336 | 0 | 26.64 | 1 | 0
14.56 | 29.12 | 7.48 | 0.10336 | 0 | 29.12 | 1 | 0
15.56 | 31.12 | 7.48 | 0.10336 | 0 | 31.12 | 1 | 0
21.08 | 42.16 | 7.48 | 0.10336 | 0 | 42.16 | 1 | 0
20.8 | 41.6 | 7.48 | 0.10336 | 0 | 41.6 | 1 | 0
21.72 | 43.44 | 7.48 | 0.10336 | 0 | 43.44 | 1 | 0
23.32 | 46.64 | 7.48 | 0.10336 | 0 | 46.64 | 1 | 0
25.8 | 51.6 | 7.48 | 0.10336 | 0 | 51.6 | 1 | 0
26.56 | 53.12 | 7.48 | 0.10336 | 0 | 53.12 | 1 | 0
29.4 | 58.8 | 7.48 | 0.10336 | 0 | 58.8 | 1 | 0
29.96 | 59.92 | 7.48 | 0.10336 | 0 | 59.92 | 1 | 0
29.32 | 58.64 | 7.48 | 0.10336 | 0 | 58.64 | 1 | 0
28.48 | 56.96 | 7.48 | 0.10336 | 0 | 56.96 | 1 | 0
27.48 | 54.96 | 7.48 | 0.10336 | 0 | 54.96 | 1 | 0
22.96 | 45.92 | 7.48 | 0.10336 | 0 | 45.92 | 1 | 0
22.04 | 44.08 | 7.48 | 0.10336 | 0 | 44.08 | 1 | 0
22.4 | 44.8 | 7.48 | 0.10336 | 0 | 44.8 | 1 | 0
23.4 | 46.8 | 7.48 | 0.10336 | 0 | 46.8 | 1 | 0
18.2 | 36.4 | 7.48 | 0.10336 | 0 | 36.4 | 1 | 0
13.76 | 27.52 | 7.48 | 0.10336 | 0 | 27.52 | 1 | 0
11.16 | 22.32 | 7.48 | 0.10336 | 0 | 22.32 | 1 | 0
9.16 | 18.32 | 7.48 | 0.10336 | 0 | 18.32 | 1 | 0
9.8 | 19.6 | 7.48 | 0.10336 | 0 | 19.6 | 1 | 0
12.28 | 24.56 | 7.48 | 0.10336 | 0 | 24.56 | 1 | 0
13.88 | 27.76 | 7.48 | 0.10336 | 0 | 27.76 | 1 | 0
15.44 | 30.88 | 7.48 | 0.10336 | 0 | 30.88 | 1 | 0
16.2 | 32.4 | 7.48 | 0.10336 | 0 | 32.4 | 1 | 0
17.52 | 35.04 | 7.48 | 0.10336 | 0 | 35.04 | 1 | 0
20.96 | 41.92 | 7.48 | 0.10336 | 0 | 41.92 | 1 | 0
23.2 | 46.4 | 7.48 | 0.10336 | 0 | 46.4 | 1 | 0
25.12 | 50.24 | 11.23 | 0.12409 | 0 | 50.24 | 1 | 0
30.08 | 60.16 | 11.23 | 0.12409 | 0 | 60.16 | 1 | 0
30.96 | 61.92 | 11.23 | 0.12409 | 0 | 61.92 | 1 | 0
32.04 | 64.08 | 17.48 | 0.13136 | 0 | 64.08 | 1 | 0
33.16 | 66.32 | 17.48 | 0.13136 | 0 | 66.32 | 1 | 0
35.76 | 71.52 | 17.48 | 0.13136 | 0 | 71.52 | 1 | 0
36.76 | 73.52 | 17.48 | 0.13136 | 0 | 68.72 | 0.2 | 4.8
35.68 | 71.36 | 11.23 | 0.12409 | 0 | 71.36 | 0.2 | 0
31.52 | 63.04 | 11.23 | 0.12409 | 0 | 63.04 | 0.2 | 0
22.6 | 45.2 | 11.23 | 0.12409 | 0 | 45.2 | 0.2 | 0
21.72 | 43.44 | 7.48 | 0.10336 | 4.8 | 43.44 | 0.91885 | 0
22.04 | 44.08 | 7.48 | 0.10336 | 0.54188 | 44.08 | 1 | 0
19.28 | 38.56 | 7.48 | 0.10336 | 0 | 38.56 | 1 | 0
11.24 | 22.48 | 7.48 | 0.10336 | 0 | 22.48 | 1 | 0
13.48 | 26.96 | 7.48 | 0.10336 | 0 | 26.96 | 1 | 0
16.6 | 33.2 | 7.48 | 0.10336 | 0 | 33.2 | 1 | 0
17.16 | 34.32 | 7.48 | 0.10336 | 0 | 34.32 | 1 | 0
16.88 | 33.76 | 7.48 | 0.10336 | 0 | 33.76 | 1 | 0
14.16 | 28.32 | 7.48 | 0.10336 | 0 | 28.32 | 1 | 0
15.44 | 30.88 | 7.48 | 0.10336 | 0 | 30.88 | 1 | 0
22.52 | 45.04 | 7.48 | 0.10336 | 0 | 45.04 | 1 | 0
24.32 | 48.64 | 7.48 | 0.10336 | 0 | 48.64 | 1 | 0
31.16 | 62.32 | 7.48 | 0.10336 | 0 | 62.32 | 1 | 0
37.28 | 74.56 | 7.48 | 0.10336 | 0 | 74.56 | 1 | 0
42.44 | 84.88 | 11.23 | 0.12409 | 0 | 84.88 | 1 | 0
42.24 | 84.48 | 11.23 | 0.12409 | 0 | 84.48 | 1 | 0
40.28 | 80.56 | 11.23 | 0.12409 | 0 | 80.56 | 1 | 0
42.48 | 84.96 | 17.48 | 0.13136 | 0 | 84.96 | 1 | 0
42.6 | 85.2 | 17.48 | 0.13136 | 0 | 85.2 | 1 | 0
40.12 | 80.24 | 17.48 | 0.13136 | 0 | 80.24 | 1 | 0
40.52 | 81.04 | 17.48 | 0.13136 | 0 | 76.24 | 0.2 | 4.8
38.44 | 76.88 | 11.23 | 0.12409 | 0 | 76.88 | 0.2 | 0
39.56 | 79.12 | 11.23 | 0.12409 | 0 | 79.12 | 0.2 | 0
38.56 | 77.12 | 11.23 | 0.12409 | 0 | 77.12 | 0.2 | 0
38.28 | 76.56 | 7.48 | 0.10336 | 4.8 | 76.56 | 0.91885 | 0
37.52 | 75.04 | 7.48 | 0.10336 | 0.54188 | 75.04 | 1 | 0
27.72 | 55.44 | 7.48 | 0.10336 | 0 | 55.44 | 1 | 0
12.76 | 25.52 | 7.48 | 0.10336 | 0 | 25.52 | 1 | 0
11.48 | 22.96 | 7.48 | 0.10336 | 0 | 22.96 | 1 | 0
13.84 | 27.68 | 7.48 | 0.10336 | 0 | 27.68 | 1 | 0
11.8 | 23.6 | 7.48 | 0.10336 | 0 | 23.6 | 1 | 0
16.28 | 32.56 | 7.48 | 0.10336 | 0 | 32.56 | 1 | 0
16.04 | 32.08 | 7.48 | 0.10336 | 0 | 32.08 | 1 | 0
15.96 | 31.92 | 7.48 | 0.10336 | 0 | 31.92 | 1 | 0
19.24 | 38.48 | 7.48 | 0.10336 | 0 | 38.48 | 1 | 0
24.68 | 49.36 | 7.48 | 0.10336 | 0 | 49.36 | 1 | 0
28.96 | 57.92 | 7.48 | 0.10336 | 0 | 57.92 | 1 | 0
31.4 | 62.8 | 7.48 | 0.10336 | 0 | 62.8 | 1 | 0
38.16 | 76.32 | 11.23 | 0.12409 | 0 | 76.32 | 1 | 0
45.76 | 91.52 | 11.23 | 0.12409 | 0 | 91.52 | 1 | 0
38 | 76 | 11.23 | 0.12409 | 0 | 76 | 1 | 0
37.52 | 75.04 | 17.48 | 0.13136 | 0 | 75.04 | 1 | 0
38.96 | 77.92 | 17.48 | 0.13136 | 0 | 77.92 | 1 | 0
38.56 | 77.12 | 17.48 | 0.13136 | 0 | 77.12 | 1 | 0
39.36 | 78.72 | 17.48 | 0.13136 | 0 | 73.92 | 0.2 | 4.8
39.12 | 78.24 | 11.23 | 0.12409 | 0 | 78.24 | 0.2 | 0
38.08 | 76.16 | 11.23 | 0.12409 | 0 | 76.16 | 0.2 | 0
37.48 | 74.96 | 11.23 | 0.12409 | 0 | 74.96 | 0.2 | 0
35.56 | 71.12 | 7.48 | 0.10336 | 4.8 | 71.12 | 0.91885 | 0
26.52 | 53.04 | 7.48 | 0.10336 | 0.54188 | 53.04 | 1 | 0
20.92 | 41.84 | 7.48 | 0.10336 | 0 | 41.84 | 1 | 0
11.28 | 22.56 | 7.48 | 0.10336 | 0 | 22.56 | 1 | 0
10.44 | 20.88 | 7.48 | 0.10336 | 0 | 20.88 | 1 | 0
9.68 | 19.36 | 7.48 | 0.10336 | 0 | 19.36 | 1 | 0
8.76 | 17.52 | 7.48 | 0.10336 | 0 | 17.52 | 1 | 0
11.96 | 23.92 | 7.48 | 0.10336 | 0 | 23.92 | 1 | 0
12.84 | 25.68 | 7.48 | 0.10336 | 0 | 25.68 | 1 | 0
14.4 | 28.8 | 7.48 | 0.10336 | 0 | 28.8 | 1 | 0
20.88 | 41.76 | 7.48 | 0.10336 | 0 | 41.76 | 1 | 0
23.24 | 46.48 | 7.48 | 0.10336 | 0 | 46.48 | 1 | 0
29.64 | 59.28 | 7.48 | 0.10336 | 0 | 59.28 | 1 | 0
33.28 | 66.56 | 7.48 | 0.10336 | 0 | 66.56 | 1 | 0
42.96 | 85.92 | 11.23 | 0.12409 | 0 | 85.92 | 1 | 0
40.2 | 80.4 | 11.23 | 0.12409 | 0 | 80.4 | 1 | 0
37.6 | 75.2 | 11.23 | 0.12409 | 0 | 75.2 | 1 | 0
37.6 | 75.2 | 17.48 | 0.13136 | 0 | 75.2 | 1 | 0
38.24 | 76.48 | 17.48 | 0.13136 | 0 | 76.48 | 1 | 0
36.4 | 72.8 | 17.48 | 0.13136 | 0 | 72.8 | 1 | 0
37.44 | 74.88 | 17.48 | 0.13136 | 0 | 70.08 | 0.2 | 4.8
36.96 | 73.92 | 11.23 | 0.12409 | 0 | 73.92 | 0.2 | 0
36 | 72 | 11.23 | 0.12409 | 0 | 72 | 0.2 | 0
35.72 | 71.44 | 11.23 | 0.12409 | 0 | 71.44 | 0.2 | 0
35.72 | 71.44 | 7.48 | 0.10336 | 4.8 | 71.44 | 0.91885 | 0
32.68 | 65.36 | 7.48 | 0.10336 | 0.54188 | 65.36 | 1 | 0
19.84 | 39.68 | 7.48 | 0.10336 | 0 | 39.68 | 1 | 0
11.52 | 23.04 | 7.48 | 0.10336 | 0 | 23.04 | 1 | 0
9.04 | 18.08 | 7.48 | 0.10336 | 0 | 18.08 | 1 | 0
9 | 18 | 7.48 | 0.10336 | 0 | 18 | 1 | 0
8.84 | 17.68 | 7.48 | 0.10336 | 0 | 17.68 | 1 | 0
12.64 | 25.28 | 7.48 | 0.10336 | 0 | 25.28 | 1 | 0
13.76 | 27.52 | 7.48 | 0.10336 | 0 | 27.52 | 1 | 0
15.32 | 30.64 | 7.48 | 0.10336 | 0 | 30.64 | 1 | 0
20.84 | 41.68 | 7.48 | 0.10336 | 0 | 41.68 | 1 | 0
22.4 | 44.8 | 7.48 | 0.10336 | 0 | 44.8 | 1 | 0
30.68 | 61.36 | 7.48 | 0.10336 | 0 | 61.36 | 1 | 0
36.56 | 73.12 | 7.48 | 0.10336 | 0 | 73.12 | 1 | 0
45.24 | 90.48 | 11.23 | 0.12409 | 0 | 90.48 | 1 | 0
47.2 | 94.4 | 11.23 | 0.12409 | 0 | 94.4 | 1 | 0
43.48 | 86.96 | 11.23 | 0.12409 | 0 | 86.96 | 1 | 0
44.4 | 88.8 | 17.48 | 0.13136 | 0 | 88.8 | 1 | 0
42.8 | 85.6 | 17.48 | 0.13136 | 0 | 85.6 | 1 | 0
51.24 | 102.48 | 17.48 | 0.13136 | 0 | 102.48 | 1 | 0
56.52 | 113.04 | 17.48 | 0.13136 | 0 | 108.24 | 0.2 | 4.8
55.12 | 110.24 | 11.23 | 0.12409 | 0 | 110.24 | 0.2 | 0
53.48 | 106.96 | 11.23 | 0.12409 | 0 | 106.96 | 0.2 | 0
49.68 | 99.36 | 11.23 | 0.12409 | 0 | 99.36 | 0.2 | 0
47.88 | 95.76 | 7.48 | 0.10336 | 4.8 | 95.76 | 0.91885 | 0
45.72 | 91.44 | 7.48 | 0.10336 | 0.54188 | 91.44 | 1 | 0
34.96 | 69.92 | 7.48 | 0.10336 | 0 | 69.92 | 1 | 0
14.84 | 29.68 | 7.48 | 0.10336 | 0 | 29.68 | 1 | 0
9.72 | 19.44 | 7.48 | 0.10336 | 0 | 19.44 | 1 | 0
10.8 | 21.6 | 7.48 | 0.10336 | 0 | 21.6 | 1 | 0
10.88 | 21.76 | 7.48 | 0.10336 | 0 | 21.76 | 1 | 0
12.4 | 24.8 | 7.48 | 0.10336 | 0 | 24.8 | 1 | 0
14.08 | 28.16 | 7.48 | 0.10336 | 0 | 28.16 | 1 | 0
17.04 | 34.08 | 7.48 | 0.10336 | 0 | 34.08 | 1 | 0
22.64 | 45.28 | 7.48 | 0.10336 | 0 | 45.28 | 1 | 0
34.2 | 68.4 | 7.48 | 0.10336 | 0 | 68.4 | 1 | 0
41.12 | 82.24 | 7.48 | 0.10336 | 0 | 82.24 | 1 | 0
45.92 | 91.84 | 7.48 | 0.10336 | 0 | 91.84 | 1 | 0
52.24 | 104.48 | 7.48 | 0.10336 | 0 | 104.48 | 1 | 0
57.56 | 115.12 | 7.48 | 0.10336 | 0 | 115.12 | 1 | 0
55.16 | 110.32 | 7.48 | 0.10336 | 0 | 110.32 | 1 | 0
65.24 | 130.48 | 7.48 | 0.10336 | 0 | 130.48 | 1 | 0
68.64 | 137.28 | 7.48 | 0.10336 | 0 | 133.52 | 0.37333 | 3.76
67.28 | 134.56 | 7.48 | 0.10336 | 0 | 133.52 | 0.2 | 1.04
63.44 | 126.88 | 7.48 | 0.10336 | 4.8 | 126.88 | 0.91885 | 0
62.2 | 124.4 | 7.48 | 0.10336 | 0.54188 | 124.4 | 1 | 0
61 | 122 | 7.48 | 0.10336 | 0 | 122 | 1 | 0
60.64 | 121.28 | 7.48 | 0.10336 | 0 | 121.28 | 1 | 0
52.56 | 105.12 | 7.48 | 0.10336 | 0 | 105.12 | 1 | 0
51 | 102 | 7.48 | 0.10336 | 0 | 102 | 1 | 0
35.88 | 71.76 | 7.48 | 0.10336 | 0 | 71.76 | 1 | 0
14.36 | 28.72 | 7.48 | 0.10336 | 0 | 28.72 | 1 | 0
12.88 | 25.76 | 7.48 | 0.10336 | 0 | 25.76 | 1 | 0
14.96 | 29.92 | 7.48 | 0.10336 | 0 | 29.92 | 1 | 0
12.8 | 25.6 | 7.48 | 0.10336 | 0 | 25.6 | 1 | 0
15.24 | 30.48 | 7.48 | 0.10336 | 0 | 30.48 | 1 | 0
15.92 | 31.84 | 7.48 | 0.10336 | 0 | 31.84 | 1 | 0
17 | 34 | 7.48 | 0.10336 | 0 | 34 | 1 | 0
19.84 | 39.68 | 7.48 | 0.10336 | 0 | 39.68 | 1 | 0
33.88 | 67.76 | 7.48 | 0.10336 | 0 | 67.76 | 1 | 0
38.48 | 76.96 | 7.48 | 0.10336 | 0 | 76.96 | 1 | 0
42.36 | 84.72 | 7.48 | 0.10336 | 0 | 84.72 | 1 | 0
48.16 | 96.32 | 7.48 | 0.10336 | 0 | 96.32 | 1 | 0
50.52 | 101.04 | 7.48 | 0.10336 | 0 | 101.04 | 1 | 0
55.52 | 111.04 | 7.48 | 0.10336 | 0 | 111.04 | 1 | 0
53.84 | 107.68 | 7.48 | 0.10336 | 0 | 107.68 | 1 | 0
55.8 | 111.6 | 7.48 | 0.10336 | 0 | 111.6 | 1 | 0
57.88 | 115.76 | 7.48 | 0.10336 | 0 | 115.76 | 1 | 0
58.6 | 117.2 | 7.48 | 0.10336 | 0 | 117.2 | 1 | 0
54.76 | 109.52 | 7.48 | 0.10336 | 0 | 109.52 | 1 | 0
48.68 | 97.36 | 7.48 | 0.10336 | 0 | 97.36 | 1 | 0
45.56 | 91.12 | 7.48 | 0.10336 | 0 | 91.12 | 1 | 0
46.96 | 93.92 | 7.48 | 0.10336 | 0 | 93.92 | 1 | 0
44.68 | 89.36 | 7.48 | 0.10336 | 0 | 89.36 | 1 | 0
38.36 | 76.72 | 7.48 | 0.10336 | 0 | 76.72 | 1 | 0
14.84 | 29.68 | 7.48 | 0.10336 | 0 | 29.68 | 1 | 0
10.96 | 21.92 | 7.48 | 0.10336 | 0 | 21.92 | 1 | 0
21.56 | 43.12 | 7.48 | 0.10336 | 0 | 43.12 | 1 | 0
28.12 | 56.24 | 7.48 | 0.10336 | 0 | 56.24 | 1 | 0
30.12 | 60.24 | 7.48 | 0.10336 | 0 | 60.24 | 1 | 0
29.8 | 59.6 | 7.48 | 0.10336 | 0 | 59.6 | 1 | 0
27.2 | 54.4 | 7.48 | 0.10336 | 0 | 54.4 | 1 | 0
26.32 | 52.64 | 7.48 | 0.10336 | 0 | 52.64 | 1 | 0
35.04 | 70.08 | 7.48 | 0.10336 | 0 | 70.08 | 1 | 0
38.88 | 77.76 | 7.48 | 0.10336 | 0 | 77.76 | 1 | 0
40.36 | 80.72 | 7.48 | 0.10336 | 0 | 80.72 | 1 | 0
42.44 | 84.88 | 11.23 | 0.12409 | 0 | 84.88 | 1 | 0
47.08 | 94.16 | 11.23 | 0.12409 | 0 | 94.16 | 1 | 0
53.2 | 106.4 | 11.23 | 0.12409 | 0 | 106.4 | 1 | 0
50.44 | 100.88 | 17.48 | 0.13136 | 0 | 100.88 | 1 | 0
49.64 | 99.28 | 17.48 | 0.13136 | 0 | 99.28 | 1 | 0
51.4 | 102.8 | 17.48 | 0.13136 | 0 | 102.8 | 1 | 0
52.24 | 104.48 | 17.48 | 0.13136 | 0 | 99.68 | 0.2 | 4.8
50.4 | 100.8 | 11.23 | 0.12409 | 0 | 100.8 | 0.2 | 0
41.92 | 83.84 | 11.23 | 0.12409 | 0 | 83.84 | 0.2 | 0
35.08 | 70.16 | 11.23 | 0.12409 | 0 | 70.16 | 0.2 | 0
32.68 | 65.36 | 7.48 | 0.10336 | 4.8 | 65.36 | 0.91885 | 0
32.2 | 64.4 | 7.48 | 0.10336 | 0.54188 | 64.4 | 1 | 0
28.96 | 57.92 | 7.48 | 0.10336 | 0 | 57.92 | 1 | 0
13.08 | 26.16 | 7.48 | 0.10336 | 0 | 26.16 | 1 | 0
9.28 | 18.56 | 7.48 | 0.10336 | 0 | 18.56 | 1 | 0
15.44 | 30.88 | 7.48 | 0.10336 | 0 | 30.88 | 1 | 0
18.68 | 37.36 | 7.48 | 0.10336 | 0 | 37.36 | 1 | 0
18.8 | 37.6 | 7.48 | 0.10336 | 0 | 37.6 | 1 | 0
19.6 | 39.2 | 7.48 | 0.10336 | 0 | 39.2 | 1 | 0
17.28 | 34.56 | 7.48 | 0.10336 | 0 | 34.56 | 1 | 0
23.24 | 46.48 | 7.48 | 0.10336 | 0 | 46.48 | 1 | 0
30.28 | 60.56 | 7.48 | 0.10336 | 0 | 60.56 | 1 | 0
35.44 | 70.88 | 7.48 | 0.10336 | 0 | 70.88 | 1 | 0
40.12 | 80.24 | 7.48 | 0.10336 | 0 | 80.24 | 1 | 0
40 | 80 | 11.23 | 0.12409 | 0 | 80 | 1 | 0
44.24 | 88.48 | 11.23 | 0.12409 | 0 | 88.48 | 1 | 0
40.56 | 81.12 | 11.23 | 0.12409 | 0 | 81.12 | 1 | 0
40.28 | 80.56 | 17.48 | 0.13136 | 0 | 80.56 | 1 | 0
43.52 | 87.04 | 17.48 | 0.13136 | 0 | 87.04 | 1 | 0
41.44 | 82.88 | 17.48 | 0.13136 | 0 | 82.88 | 1 | 0
41.52 | 83.04 | 17.48 | 0.13136 | 0 | 78.24 | 0.2 | 4.8
41.84 | 83.68 | 11.23 | 0.12409 | 0 | 83.68 | 0.2 | 0
38.08 | 76.16 | 11.23 | 0.12409 | 0 | 76.16 | 0.2 | 0
42.52 | 85.04 | 11.23 | 0.12409 | 0 | 85.04 | 0.2 | 0
40.92 | 81.84 | 7.48 | 0.10336 | 4.8 | 81.84 | 0.91885 | 0
36.08 | 72.16 | 7.48 | 0.10336 | 0.54188 | 72.16 | 1 | 0
26.36 | 52.72 | 7.48 | 0.10336 | 0 | 52.72 | 1 | 0
11.76 | 23.52 | 7.48 | 0.10336 | 0 | 23.52 | 1 | 0
9.28 | 18.56 | 7.48 | 0.10336 | 0 | 18.56 | 1 | 0
9.76 | 19.52 | 7.48 | 0.10336 | 0 | 19.52 | 1 | 0
10.28 | 20.56 | 7.48 | 0.10336 | 0 | 20.56 | 1 | 0
11.92 | 23.84 | 7.48 | 0.10336 | 0 | 23.84 | 1 | 0
14.48 | 28.96 | 7.48 | 0.10336 | 0 | 28.96 | 1 | 0
17.88 | 35.76 | 7.48 | 0.10336 | 0 | 35.76 | 1 | 0
22.44 | 44.88 | 7.48 | 0.10336 | 0 | 44.88 | 1 | 0
23.84 | 47.68 | 7.48 | 0.10336 | 0 | 47.68 | 1 | 0
32 | 64 | 7.48 | 0.10336 | 0 | 64 | 1 | 0
34.44 | 68.88 | 7.48 | 0.10336 | 0 | 68.88 | 1 | 0
34.68 | 69.36 | 11.23 | 0.12409 | 0 | 69.36 | 1 | 0
39.24 | 78.48 | 11.23 | 0.12409 | 0 | 78.48 | 1 | 0
36.52 | 73.04 | 11.23 | 0.12409 | 0 | 73.04 | 1 | 0
37.68 | 75.36 | 17.48 | 0.13136 | 0 | 75.36 | 1 | 0
42.16 | 84.32 | 17.48 | 0.13136 | 0 | 84.32 | 1 | 0
49.44 | 98.88 | 17.48 | 0.13136 | 0 | 98.88 | 1 | 0
49.12 | 98.24 | 17.48 | 0.13136 | 0 | 93.44 | 0.2 | 4.8
51.04 | 102.08 | 11.23 | 0.12409 | 0 | 102.08 | 0.2 | 0
50.92 | 101.84 | 11.23 | 0.12409 | 0 | 101.84 | 0.2 | 0
48.88 | 97.76 | 11.23 | 0.12409 | 0 | 97.76 | 0.2 | 0
46.48 | 92.96 | 7.48 | 0.10336 | 4.8 | 92.96 | 0.91885 | 0
34.44 | 68.88 | 7.48 | 0.10336 | 0.54188 | 68.88 | 1 | 0
28.88 | 57.76 | 7.48 | 0.10336 | 0 | 57.76 | 1 | 0
11.92 | 23.84 | 7.48 | 0.10336 | 0 | 23.84 | 1 | 0
8.96 | 17.92 | 7.48 | 0.10336 | 0 | 17.92 | 1 | 0
9.36 | 18.72 | 7.48 | 0.10336 | 0 | 18.72 | 1 | 0
9.6 | 19.2 | 7.48 | 0.10336 | 0 | 19.2 | 1 | 0
11.72 | 23.44 | 7.48 | 0.10336 | 0 | 23.44 | 1 | 0
14.2 | 28.4 | 7.48 | 0.10336 | 0 | 28.4 | 1 | 0
16 | 32 | 7.48 | 0.10336 | 0 | 32 | 1 | 0
22.52 | 45.04 | 7.48 | 0.10336 | 0 | 45.04 | 1 | 0
24.08 | 48.16 | 7.48 | 0.10336 | 0 | 48.16 | 1 | 0
26.32 | 52.64 | 7.48 | 0.10336 | 0 | 52.64 | 1 | 0
33.72 | 67.44 | 7.48 | 0.10336 | 0 | 67.44 | 1 | 0
35.08 | 70.16 | 11.23 | 0.12409 | 0 | 70.16 | 1 | 0
43.2 | 86.4 | 11.23 | 0.12409 | 0 | 86.4 | 1 | 0
43.24 | 86.48 | 11.23 | 0.12409 | 0 | 86.48 | 1 | 0
46.44 | 92.88 | 17.48 | 0.13136 | 0 | 92.88 | 1 | 0
44.04 | 88.08 | 17.48 | 0.13136 | 0 | 88.08 | 1 | 0
42.36 | 84.72 | 17.48 | 0.13136 | 0 | 84.72 | 1 | 0
46.6 | 93.2 | 17.48 | 0.13136 | 0 | 88.4 | 0.2 | 4.8
47.8 | 95.6 | 11.23 | 0.12409 | 0 | 95.6 | 0.2 | 0
46.52 | 93.04 | 11.23 | 0.12409 | 0 | 93.04 | 0.2 | 0
41.76 | 83.52 | 11.23 | 0.12409 | 0 | 83.52 | 0.2 | 0
39.28 | 78.56 | 7.48 | 0.10336 | 4.8 | 78.56 | 0.91885 | 0
34.88 | 69.76 | 7.48 | 0.10336 | 0.54188 | 69.76 | 1 | 0
18.92 | 37.84 | 7.48 | 0.10336 | 0 | 37.84 | 1 | 0
10.88 | 21.76 | 7.48 | 0.10336 | 0 | 21.76 | 1 | 0
12 | 24 | 7.48 | 0.10336 | 0 | 24 | 1 | 0
13.88 | 27.76 | 7.48 | 0.10336 | 0 | 27.76 | 1 | 0
14.4 | 28.8 | 7.48 | 0.10336 | 0 | 28.8 | 1 | 0
16.04 | 32.08 | 7.48 | 0.10336 | 0 | 32.08 | 1 | 0
14.36 | 28.72 | 7.48 | 0.10336 | 0 | 28.72 | 1 | 0
16.12 | 32.24 | 7.48 | 0.10336 | 0 | 32.24 | 1 | 0
22.48 | 44.96 | 7.48 | 0.10336 | 0 | 44.96 | 1 | 0
24 | 48 | 7.48 | 0.10336 | 0 | 48 | 1 | 0
33.08 | 66.16 | 7.48 | 0.10336 | 0 | 66.16 | 1 | 0
38.68 | 77.36 | 7.48 | 0.10336 | 0 | 77.36 | 1 | 0
42.68 | 85.36 | 11.23 | 0.12409 | 0 | 85.36 | 1 | 0
49.16 | 98.32 | 11.23 | 0.12409 | 0 | 98.32 | 1 | 0
50.44 | 100.88 | 11.23 | 0.12409 | 0 | 100.88 | 1 | 0
51.72 | 103.44 | 17.48 | 0.13136 | 0 | 103.44 | 1 | 0
46.56 | 93.12 | 17.48 | 0.13136 | 0 | 93.12 | 1 | 0
48.36 | 96.72 | 17.48 | 0.13136 | 0 | 96.72 | 1 | 0
50.92 | 101.84 | 17.48 | 0.13136 | 0 | 97.04 | 0.2 | 4.8
52.16 | 104.32 | 11.23 | 0.12409 | 0 | 104.32 | 0.2 | 0
52.04 | 104.08 | 11.23 | 0.12409 | 0 | 104.08 | 0.2 | 0
49.08 | 98.16 | 11.23 | 0.12409 | 0 | 98.16 | 0.2 | 0
47.52 | 95.04 | 7.48 | 0.10336 | 4.8 | 95.04 | 0.91885 | 0
45.76 | 91.52 | 7.48 | 0.10336 | 0.54188 | 91.52 | 1 | 0
36.12 | 72.24 | 7.48 | 0.10336 | 0 | 72.24 | 1 | 0
15.56 | 31.12 | 7.48 | 0.10336 | 0 | 31.12 | 1 | 0
9.48 | 18.96 | 7.48 | 0.10336 | 0 | 18.96 | 1 | 0
11.28 | 22.56 | 7.48 | 0.10336 | 0 | 22.56 | 1 | 0
11.72 | 23.44 | 7.48 | 0.10336 | 0 | 23.44 | 1 | 0
14.52 | 29.04 | 7.48 | 0.10336 | 0 | 29.04 | 1 | 0
14.76 | 29.52 | 7.48 | 0.10336 | 0 | 29.52 | 1 | 0
17.08 | 34.16 | 7.48 | 0.10336 | 0 | 34.16 | 1 | 0
23.4 | 46.8 | 7.48 | 0.10336 | 0 | 46.8 | 1 | 0
31 | 62 | 7.48 | 0.10336 | 0 | 62 | 1 | 0
40.08 | 80.16 | 7.48 | 0.10336 | 0 | 80.16 | 1 | 0
49.04 | 98.08 | 7.48 | 0.10336 | 0 | 98.08 | 1 | 0
52.76 | 105.52 | 7.48 | 0.10336 | 0 | 105.52 | 1 | 0
61.2 | 122.4 | 7.48 | 0.10336 | 0 | 122.4 | 1 | 0
59.32 | 118.64 | 7.48 | 0.10336 | 0 | 118.64 | 1 | 0
62.12 | 124.24 | 7.48 | 0.10336 | 0 | 124.24 | 1 | 0
65.88 | 131.76 | 7.48 | 0.10336 | 0 | 131.76 | 1 | 0
64.68 | 129.36 | 7.48 | 0.10336 | 0 | 129.36 | 1 | 0
64.76 | 129.52 | 7.48 | 0.10336 | 0 | 129.52 | 1 | 0
61.32 | 122.64 | 7.48 | 0.10336 | 0 | 122.64 | 1 | 0
59.64 | 119.28 | 7.48 | 0.10336 | 0 | 119.28 | 1 | 0
57.24 | 114.48 | 7.48 | 0.10336 | 0 | 114.48 | 1 | 0
50.16 | 100.32 | 7.48 | 0.10336 | 0 | 100.32 | 1 | 0
42.76 | 85.52 | 7.48 | 0.10336 | 0 | 85.52 | 1 | 0
38.72 | 77.44 | 7.48 | 0.10336 | 0 | 77.44 | 1 | 0
18.56 | 37.12 | 7.48 | 0.10336 | 0 | 37.12 | 1 | 0
14.24 | 28.48 | 7.48 | 0.10336 | 0 | 28.48 | 1 | 0
14.76 | 29.52 | 7.48 | 0.10336 | 0 | 29.52 | 1 | 0
14.48 | 28.96 | 7.48 | 0.10336 | 0 | 28.96 | 1 | 0
16.88 | 33.76 | 7.48 | 0.10336 | 0 | 33.76 | 1 | 0
19.24 | 38.48 | 7.48 | 0.10336 | 0 | 38.48 | 1 | 0
16.44 | 32.88 | 7.48 | 0.10336 | 0 | 32.88 | 1 | 0
16.76 | 33.52 | 7.48 | 0.10336 | 0 | 33.52 | 1 | 0
21.76 | 43.52 | 7.48 | 0.10336 | 0 | 43.52 | 1 | 0
21.2 | 42.4 | 7.48 | 0.10336 | 0 | 42.4 | 1 | 0
23.52 | 47.04 | 7.48 | 0.10336 | 0 | 47.04 | 1 | 0
29 | 58 | 7.48 | 0.10336 | 0 | 58 | 1 | 0
35.48 | 70.96 | 7.48 | 0.10336 | 0 | 70.96 | 1 | 0
33.64 | 67.28 | 7.48 | 0.10336 | 0 | 67.28 | 1 | 0
36.76 | 73.52 | 7.48 | 0.10336 | 0 | 73.52 | 1 | 0
43.68 | 87.36 | 7.48 | 0.10336 | 0 | 87.36 | 1 | 0
43.32 | 86.64 | 7.48 | 0.10336 | 0 | 86.64 | 1 | 0
43.88 | 87.76 | 7.48 | 0.10336 | 0 | 87.76 | 1 | 0
45.32 | 90.64 | 7.48 | 0.10336 | 0 | 90.64 | 1 | 0
37.32 | 74.64 | 7.48 | 0.10336 | 0 | 74.64 | 1 | 0
35.88 | 71.76 | 7.48 | 0.10336 | 0 | 71.76 | 1 | 0
34.92 | 69.84 | 7.48 | 0.10336 | 0 | 69.84 | 1 | 0
31.28 | 62.56 | 7.48 | 0.10336 | 0 | 62.56 | 1 | 0
27.36 | 54.72 | 7.48 | 0.10336 | 0 | 54.72 | 1 | 0
15.52 | 31.04 | 7.48 | 0.10336 | 0 | 31.04 | 1 | 0
13.68 | 27.36 | 7.48 | 0.10336 | 0 | 27.36 | 1 | 0
14.24 | 28.48 | 7.48 | 0.10336 | 0 | 28.48 | 1 | 0
13.72 | 27.44 | 7.48 | 0.10336 | 0 | 27.44 | 1 | 0
14.28 | 28.56 | 7.48 | 0.10336 | 0 | 28.56 | 1 | 0
14.2 | 28.4 | 7.48 | 0.10336 | 0 | 28.4 | 1 | 0
15.96 | 31.92 | 7.48 | 0.10336 | 0 | 31.92 | 1 | 0
16.24 | 32.48 | 7.48 | 0.10336 | 0 | 32.48 | 1 | 0
16.92 | 33.84 | 7.48 | 0.10336 | 0 | 33.84 | 1 | 0
21.32 | 42.64 | 7.48 | 0.10336 | 0 | 42.64 | 1 | 0
29.68 | 59.36 | 7.48 | 0.10336 | 0 | 59.36 | 1 | 0
33.68 | 67.36 | 11.23 | 0.12409 | 0 | 67.36 | 1 | 0
35.8 | 71.6 | 11.23 | 0.12409 | 0 | 71.6 | 1 | 0
45.4 | 90.8 | 11.23 | 0.12409 | 0 | 90.8 | 1 | 0
45.12 | 90.24 | 17.48 | 0.13136 | 0 | 90.24 | 1 | 0
46.76 | 93.52 | 17.48 | 0.13136 | 0 | 93.52 | 1 | 0
46.28 | 92.56 | 17.48 | 0.13136 | 0 | 92.56 | 1 | 0
46.8 | 93.6 | 17.48 | 0.13136 | 0 | 88.8 | 0.2 | 4.8
47.64 | 95.28 | 11.23 | 0.12409 | 0 | 95.28 | 0.2 | 0
46.84 | 93.68 | 11.23 | 0.12409 | 0 | 93.68 | 0.2 | 0
39.6 | 79.2 | 11.23 | 0.12409 | 0 | 79.2 | 0.2 | 0
35.96 | 71.92 | 7.48 | 0.10336 | 4.8 | 71.92 | 0.91885 | 0
33.48 | 66.96 | 7.48 | 0.10336 | 0.54188 | 66.96 | 1 | 0
31.44 | 62.88 | 7.48 | 0.10336 | 0 | 62.88 | 1 | 0
11.92 | 23.84 | 7.48 | 0.10336 | 0 | 23.84 | 1 | 0
9.44 | 18.88 | 7.48 | 0.10336 | 0 | 18.88 | 1 | 0
9.56 | 19.12 | 7.48 | 0.10336 | 0 | 19.12 | 1 | 0
10.72 | 21.44 | 7.48 | 0.10336 | 0 | 21.44 | 1 | 0
11.72 | 23.44 | 7.48 | 0.10336 | 0 | 23.44 | 1 | 0
14.88 | 29.76 | 7.48 | 0.10336 | 0 | 29.76 | 1 | 0
16.68 | 33.36 | 7.48 | 0.10336 | 0 | 33.36 | 1 | 0
22.56 | 45.12 | 7.48 | 0.10336 | 0 | 45.12 | 1 | 0
24.36 | 48.72 | 7.48 | 0.10336 | 0 | 48.72 | 1 | 0
27.24 | 54.48 | 7.48 | 0.10336 | 0 | 54.48 | 1 | 0
32.36 | 64.72 | 7.48 | 0.10336 | 0 | 64.72 | 1 | 0
35.16 | 70.32 | 11.23 | 0.12409 | 0 | 70.32 | 1 | 0
36.56 | 73.12 | 11.23 | 0.12409 | 0 | 73.12 | 1 | 0
42 | 84 | 11.23 | 0.12409 | 0 | 84 | 1 | 0
47.84 | 95.68 | 17.48 | 0.13136 | 0 | 95.68 | 1 | 0
49.32 | 98.64 | 17.48 | 0.13136 | 0 | 98.64 | 1 | 0
51.44 | 102.88 | 17.48 | 0.13136 | 0 | 102.88 | 1 | 0
50.52 | 101.04 | 17.48 | 0.13136 | 0 | 96.24 | 0.2 | 4.8
50.24 | 100.48 | 11.23 | 0.12409 | 0 | 100.48 | 0.2 | 0
50.72 | 101.44 | 11.23 | 0.12409 | 0 | 101.44 | 0.2 | 0
47.12 | 94.24 | 11.23 | 0.12409 | 0 | 94.24 | 0.2 | 0
45.28 | 90.56 | 7.48 | 0.10336 | 4.8 | 90.56 | 0.91885 | 0
39.76 | 79.52 | 7.48 | 0.10336 | 0.54188 | 79.52 | 1 | 0
28.48 | 56.96 | 7.48 | 0.10336 | 0 | 56.96 | 1 | 0
10.96 | 21.92 | 7.48 | 0.10336 | 0 | 21.92 | 1 | 0
9.2 | 18.4 | 7.48 | 0.10336 | 0 | 18.4 | 1 | 0
9.68 | 19.36 | 7.48 | 0.10336 | 0 | 19.36 | 1 | 0
9.28 | 18.56 | 7.48 | 0.10336 | 0 | 18.56 | 1 | 0
11.8 | 23.6 | 7.48 | 0.10336 | 0 | 23.6 | 1 | 0
14.16 | 28.32 | 7.48 | 0.10336 | 0 | 28.32 | 1 | 0
16.04 | 32.08 | 7.48 | 0.10336 | 0 | 32.08 | 1 | 0
17 | 34 | 7.48 | 0.10336 | 0 | 34 | 1 | 0
22.24 | 44.48 | 7.48 | 0.10336 | 0 | 44.48 | 1 | 0
29.32 | 58.64 | 7.48 | 0.10336 | 0 | 58.64 | 1 | 0
34.64 | 69.28 | 7.48 | 0.10336 | 0 | 69.28 | 1 | 0
37.96 | 75.92 | 11.23 | 0.12409 | 0 | 75.92 | 1 | 0
41.68 | 83.36 | 11.23 | 0.12409 | 0 | 83.36 | 1 | 0
43.88 | 87.76 | 11.23 | 0.12409 | 0 | 87.76 | 1 | 0
43.84 | 87.68 | 17.48 | 0.13136 | 0 | 87.68 | 1 | 0
43.64 | 87.28 | 17.48 | 0.13136 | 0 | 87.28 | 1 | 0
45.76 | 91.52 | 17.48 | 0.13136 | 0 | 91.52 | 1 | 0
44.2 | 88.4 | 17.48 | 0.13136 | 0 | 83.6 | 0.2 | 4.8
43.8 | 87.6 | 11.23 | 0.12409 | 0 | 87.6 | 0.2 | 0
43.12 | 86.24 | 11.23 | 0.12409 | 0 | 86.24 | 0.2 | 0
41.04 | 82.08 | 11.23 | 0.12409 | 0 | 82.08 | 0.2 | 0
40.32 | 80.64 | 7.48 | 0.10336 | 4.8 | 80.64 | 0.91885 | 0
35.96 | 71.92 | 7.48 | 0.10336 | 0.54188 | 71.92 | 1 | 0
30 | 60 | 7.48 | 0.10336 | 0 | 60 | 1 | 0
12.96 | 25.92 | 7.48 | 0.10336 | 0 | 25.92 | 1 | 0
8.56 | 17.12 | 7.48 | 0.10336 | 0 | 17.12 | 1 | 0
9.48 | 18.96 | 7.48 | 0.10336 | 0 | 18.96 | 1 | 0
10.28 | 20.56 | 7.48 | 0.10336 | 0 | 20.56 | 1 | 0
11.28 | 22.56 | 7.48 | 0.10336 | 0 | 22.56 | 1 | 0
13.28 | 26.56 | 7.48 | 0.10336 | 0 | 26.56 | 1 | 0
17.04 | 34.08 | 7.48 | 0.10336 | 0 | 34.08 | 1 | 0
22.56 | 45.12 | 7.48 | 0.10336 | 0 | 45.12 | 1 | 0
32.64 | 65.28 | 7.48 | 0.10336 | 0 | 65.28 | 1 | 0
39.72 | 79.44 | 7.48 | 0.10336 | 0 | 79.44 | 1 | 0
46.76 | 93.52 | 7.48 | 0.10336 | 0 | 93.52 | 1 | 0
53.16 | 106.32 | 11.23 | 0.12409 | 0 | 106.32 | 1 | 0
57.6 | 115.2 | 11.23 | 0.12409 | 0 | 115.2 | 1 | 0
55.88 | 111.76 | 11.23 | 0.12409 | 0 | 111.76 | 1 | 0
64.48 | 128.96 | 17.48 | 0.13136 | 0 | 124.16 | 0.2 | 4.8
60.48 | 120.96 | 17.48 | 0.13136 | 3.2 | 120.96 | 0.67923 | 0
57 | 114 | 17.48 | 0.13136 | 2.1419 | 114 | 1 | 0
58.08 | 116.16 | 17.48 | 0.13136 | 0 | 116.16 | 1 | 0
61 | 122 | 11.23 | 0.12409 | 0 | 120.68 | 0.78 | 1.32
62.08 | 124.16 | 11.23 | 0.12409 | 0 | 120.68 | 0.2 | 3.48
59.56 | 119.12 | 11.23 | 0.12409 | 0 | 119.12 | 0.2 | 0
54.2 | 108.4 | 7.48 | 0.10336 | 4.8 | 108.4 | 0.91885 | 0
46.2 | 92.4 | 7.48 | 0.10336 | 0.54188 | 92.4 | 1 | 0
38.64 | 77.28 | 7.48 | 0.10336 | 0 | 77.28 | 1 | 0
15.28 | 30.56 | 7.48 | 0.10336 | 0 | 30.56 | 1 | 0
9.36 | 18.72 | 7.48 | 0.10336 | 0 | 18.72 | 1 | 0
10.92 | 21.84 | 7.48 | 0.10336 | 0 | 21.84 | 1 | 0
11.12 | 22.24 | 7.48 | 0.10336 | 0 | 22.24 | 1 | 0
11.88 | 23.76 | 7.48 | 0.10336 | 0 | 23.76 | 1 | 0
14.12 | 28.24 | 7.48 | 0.10336 | 0 | 28.24 | 1 | 0
16.52 | 33.04 | 7.48 | 0.10336 | 0 | 33.04 | 1 | 0
22.88 | 45.76 | 7.48 | 0.10336 | 0 | 45.76 | 1 | 0
31.4 | 62.8 | 7.48 | 0.10336 | 0 | 62.8 | 1 | 0
38.52 | 77.04 | 7.48 | 0.10336 | 0 | 77.04 | 1 | 0
43.04 | 86.08 | 7.48 | 0.10336 | 0 | 86.08 | 1 | 0
49.16 | 98.32 | 11.23 | 0.12409 | 0 | 98.32 | 1 | 0
54.28 | 108.56 | 11.23 | 0.12409 | 0 | 108.56 | 1 | 0
54.4 | 108.8 | 11.23 | 0.12409 | 0 | 108.8 | 1 | 0
57.6 | 115.2 | 17.48 | 0.13136 | 0 | 115.2 | 1 | 0
59.44 | 118.88 | 17.48 | 0.13136 | 0 | 118.88 | 1 | 0
60.28 | 120.56 | 17.48 | 0.13136 | 0 | 120.56 | 1 | 0
60.96 | 121.92 | 17.48 | 0.13136 | 0 | 119.24 | 0.55334 | 2.68
57.04 | 114.08 | 11.23 | 0.12409 | 0 | 114.08 | 0.55334 | 0
61.4 | 122.8 | 11.23 | 0.12409 | 0 | 120.68 | 0.2 | 2.12
56.88 | 113.76 | 11.23 | 0.12409 | 0 | 113.76 | 0.2 | 0
55.64 | 111.28 | 7.48 | 0.10336 | 4.8 | 111.28 | 0.91885 | 0
51.84 | 103.68 | 7.48 | 0.10336 | 0.54188 | 103.68 | 1 | 0
39.84 | 79.68 | 7.48 | 0.10336 | 0 | 79.68 | 1 | 0
15.68 | 31.36 | 7.48 | 0.10336 | 0 | 31.36 | 1 | 0
9.48 | 18.96 | 7.48 | 0.10336 | 0 | 18.96 | 1 | 0
11.88 | 23.76 | 7.48 | 0.10336 | 0 | 23.76 | 1 | 0
11.56 | 23.12 | 7.48 | 0.10336 | 0 | 23.12 | 1 | 0
12.24 | 24.48 | 7.48 | 0.10336 | 0 | 24.48 | 1 | 0
14.2 | 28.4 | 7.48 | 0.10336 | 0 | 28.4 | 1 | 0
16.32 | 32.64 | 7.48 | 0.10336 | 0 | 32.64 | 1 | 0
22.6 | 45.2 | 7.48 | 0.10336 | 0 | 45.2 | 1 | 0
24.32 | 48.64 | 7.48 | 0.10336 | 0 | 48.64 | 1 | 0
26.2 | 52.4 | 7.48 | 0.10336 | 0 | 52.4 | 1 | 0
30.72 | 61.44 | 7.48 | 0.10336 | 0 | 61.44 | 1 | 0
35.56 | 71.12 | 7.48 | 0.10336 | 0 | 71.12 | 1 | 0
37.24 | 74.48 | 7.48 | 0.10336 | 0 | 74.48 | 1 | 0
37.6 | 75.2 | 7.48 | 0.10336 | 0 | 75.2 | 1 | 0
41.08 | 82.16 | 7.48 | 0.10336 | 0 | 82.16 | 1 | 0
43.48 | 86.96 | 7.48 | 0.10336 | 0 | 86.96 | 1 | 0
43.48 | 86.96 | 7.48 | 0.10336 | 0 | 86.96 | 1 | 0
47.72 | 95.44 | 7.48 | 0.10336 | 0 | 95.44 | 1 | 0
48.12 | 96.24 | 7.48 | 0.10336 | 0 | 96.24 | 1 | 0
48.56 | 97.12 | 7.48 | 0.10336 | 0 | 97.12 | 1 | 0
47.64 | 95.28 | 7.48 | 0.10336 | 0 | 95.28 | 1 | 0
44.08 | 88.16 | 7.48 | 0.10336 | 0 | 88.16 | 1 | 0
33.16 | 66.32 | 7.48 | 0.10336 | 0 | 66.32 | 1 | 0
25.4 | 50.8 | 7.48 | 0.10336 | 0 | 50.8 | 1 | 0
18.68 | 37.36 | 7.48 | 0.10336 | 0 | 37.36 | 1 | 0
15.76 | 31.52 | 7.48 | 0.10336 | 0 | 31.52 | 1 | 0
15.04 | 30.08 | 7.48 | 0.10336 | 0 | 30.08 | 1 | 0
14.8 | 29.6 | 7.48 | 0.10336 | 0 | 29.6 | 1 | 0
16.8 | 33.6 | 7.48 | 0.10336 | 0 | 33.6 | 1 | 0
14.8 | 29.6 | 7.48 | 0.10336 | 0 | 29.6 | 1 | 0
16.36 | 32.72 | 7.48 | 0.10336 | 0 | 32.72 | 1 | 0
16.52 | 33.04 | 7.48 | 0.10336 | 0 | 33.04 | 1 | 0
21.76 | 43.52 | 7.48 | 0.10336 | 0 | 43.52 | 1 | 0
26.36 | 52.72 | 7.48 | 0.10336 | 0 | 52.72 | 1 | 0
34.88 | 69.76 | 7.48 | 0.10336 | 0 | 69.76 | 1 | 0
39.12 | 78.24 | 7.48 | 0.10336 | 0 | 78.24 | 1 | 0
42.72 | 85.44 | 7.48 | 0.10336 | 0 | 85.44 | 1 | 0
46 | 92 | 7.48 | 0.10336 | 0 | 92 | 1 | 0
48 | 96 | 7.48 | 0.10336 | 0 | 96 | 1 | 0
47.32 | 94.64 | 7.48 | 0.10336 | 0 | 94.64 | 1 | 0
46.6 | 93.2 | 7.48 | 0.10336 | 0 | 93.2 | 1 | 0
48.76 | 97.52 | 7.48 | 0.10336 | 0 | 97.52 | 1 | 0
51.72 | 103.44 | 7.48 | 0.10336 | 0 | 103.44 | 1 | 0
48 | 96 | 7.48 | 0.10336 | 0 | 96 | 1 | 0
44.48 | 88.96 | 7.48 | 0.10336 | 0 | 88.96 | 1 | 0
43.24 | 86.48 | 7.48 | 0.10336 | 0 | 86.48 | 1 | 0
41.44 | 82.88 | 7.48 | 0.10336 | 0 | 82.88 | 1 | 0
38.04 | 76.08 | 7.48 | 0.10336 | 0 | 76.08 | 1 | 0
15.48 | 30.96 | 7.48 | 0.10336 | 0 | 30.96 | 1 | 0
8.96 | 17.92 | 7.48 | 0.10336 | 0 | 17.92 | 1 | 0
10.16 | 20.32 | 7.48 | 0.10336 | 0 | 20.32 | 1 | 0
11.16 | 22.32 | 7.48 | 0.10336 | 0 | 22.32 | 1 | 0
12.04 | 24.08 | 7.48 | 0.10336 | 0 | 24.08 | 1 | 0
14 | 28 | 7.48 | 0.10336 | 0 | 28 | 1 | 0
15.72 | 31.44 | 7.48 | 0.10336 | 0 | 31.44 | 1 | 0
16 | 32 | 7.48 | 0.10336 | 0 | 32 | 1 | 0
24.24 | 48.48 | 7.48 | 0.10336 | 0 | 48.48 | 1 | 0
29.68 | 59.36 | 7.48 | 0.10336 | 0 | 59.36 | 1 | 0
32.28 | 64.56 | 7.48 | 0.10336 | 0 | 64.56 | 1 | 0
37.68 | 75.36 | 11.23 | 0.12409 | 0 | 75.36 | 1 | 0
46.8 | 93.6 | 11.23 | 0.12409 | 0 | 93.6 | 1 | 0
48.84 | 97.68 | 11.23 | 0.12409 | 0 | 97.68 | 1 | 0
48.16 | 96.32 | 17.48 | 0.13136 | 0 | 96.32 | 1 | 0
48.68 | 97.36 | 17.48 | 0.13136 | 0 | 97.36 | 1 | 0
49.2 | 98.4 | 17.48 | 0.13136 | 0 | 98.4 | 1 | 0
51.96 | 103.92 | 17.48 | 0.13136 | 0 | 99.12 | 0.2 | 4.8
52.52 | 105.04 | 11.23 | 0.12409 | 0 | 105.04 | 0.2 | 0
50.24 | 100.48 | 11.23 | 0.12409 | 0 | 100.48 | 0.2 | 0
41.2 | 82.4 | 11.23 | 0.12409 | 0 | 82.4 | 0.2 | 0
38.04 | 76.08 | 7.48 | 0.10336 | 4.8 | 76.08 | 0.91885 | 0
39.76 | 79.52 | 7.48 | 0.10336 | 0.54188 | 79.52 | 1 | 0
38.68 | 77.36 | 7.48 | 0.10336 | 0 | 77.36 | 1 | 0
19.52 | 39.04 | 7.48 | 0.10336 | 0 | 39.04 | 1 | 0
13.96 | 27.92 | 7.48 | 0.10336 | 0 | 27.92 | 1 | 0
15.64 | 31.28 | 7.48 | 0.10336 | 0 | 31.28 | 1 | 0
16.2 | 32.4 | 7.48 | 0.10336 | 0 | 32.4 | 1 | 0
19.08 | 38.16 | 7.48 | 0.10336 | 0 | 38.16 | 1 | 0
14.92 | 29.84 | 7.48 | 0.10336 | 0 | 29.84 | 1 | 0
16.84 | 33.68 | 7.48 | 0.10336 | 0 | 33.68 | 1 | 0
22.28 | 44.56 | 7.48 | 0.10336 | 0 | 44.56 | 1 | 0
26.56 | 53.12 | 7.48 | 0.10336 | 0 | 53.12 | 1 | 0
32.04 | 64.08 | 7.48 | 0.10336 | 0 | 64.08 | 1 | 0
37.36 | 74.72 | 7.48 | 0.10336 | 0 | 74.72 | 1 | 0
44.68 | 89.36 | 11.23 | 0.12409 | 0 | 89.36 | 1 | 0
52.6 | 105.2 | 11.23 | 0.12409 | 0 | 105.2 | 1 | 0
53.28 | 106.56 | 11.23 | 0.12409 | 0 | 106.56 | 1 | 0
51.52 | 103.04 | 17.48 | 0.13136 | 0 | 103.04 | 1 | 0
50.88 | 101.76 | 17.48 | 0.13136 | 0 | 101.76 | 1 | 0
49.12 | 98.24 | 17.48 | 0.13136 | 0 | 98.24 | 1 | 0
49 | 98 | 17.48 | 0.13136 | 0 | 93.2 | 0.2 | 4.8
49.16 | 98.32 | 11.23 | 0.12409 | 0 | 98.32 | 0.2 | 0
50.32 | 100.64 | 11.23 | 0.12409 | 0 | 100.64 | 0.2 | 0
44.96 | 89.92 | 11.23 | 0.12409 | 0 | 89.92 | 0.2 | 0
43.96 | 87.92 | 7.48 | 0.10336 | 4.8 | 87.92 | 0.91885 | 0
39.76 | 79.52 | 7.48 | 0.10336 | 0.54188 | 79.52 | 1 | 0
29.88 | 59.76 | 7.48 | 0.10336 | 0 | 59.76 | 1 | 0
16.24 | 32.48 | 7.48 | 0.10336 | 0 | 32.48 | 1 | 0
14.2 | 28.4 | 7.48 | 0.10336 | 0 | 28.4 | 1 | 0
14.72 | 29.44 | 7.48 | 0.10336 | 0 | 29.44 | 1 | 0
14.36 | 28.72 | 7.48 | 0.10336 | 0 | 28.72 | 1 | 0
17.16 | 34.32 | 7.48 | 0.10336 | 0 | 34.32 | 1 | 0
16.68 | 33.36 | 7.48 | 0.10336 | 0 | 33.36 | 1 | 0
16.52 | 33.04 | 7.48 | 0.10336 | 0 | 33.04 | 1 | 0
22.28 | 44.56 | 7.48 | 0.10336 | 0 | 44.56 | 1 | 0
24.2 | 48.4 | 7.48 | 0.10336 | 0 | 48.4 | 1 | 0
31.08 | 62.16 | 7.48 | 0.10336 | 0 | 62.16 | 1 | 0
33.32 | 66.64 | 7.48 | 0.10336 | 0 | 66.64 | 1 | 0
35.6 | 71.2 | 11.23 | 0.12409 | 0 | 71.2 | 1 | 0
40.6 | 81.2 | 11.23 | 0.12409 | 0 | 81.2 | 1 | 0
47.4 | 94.8 | 11.23 | 0.12409 | 0 | 94.8 | 1 | 0
51.36 | 102.72 | 17.48 | 0.13136 | 0 | 102.72 | 1 | 0
51.72 | 103.44 | 17.48 | 0.13136 | 0 | 103.44 | 1 | 0
49.4 | 98.8 | 17.48 | 0.13136 | 0 | 98.8 | 1 | 0
50.28 | 100.56 | 17.48 | 0.13136 | 0 | 95.76 | 0.2 | 4.8
53.4 | 106.8 | 11.23 | 0.12409 | 0 | 106.8 | 0.2 | 0
52.4 | 104.8 | 11.23 | 0.12409 | 0 | 104.8 | 0.2 | 0
48.92 | 97.84 | 11.23 | 0.12409 | 0 | 97.84 | 0.2 | 0
46.28 | 92.56 | 7.48 | 0.10336 | 4.8 | 92.56 | 0.91885 | 0
43.48 | 86.96 | 7.48 | 0.10336 | 0.54188 | 86.96 | 1 | 0
31.52 | 63.04 | 7.48 | 0.10336 | 0 | 63.04 | 1 | 0
12.64 | 25.28 | 7.48 | 0.10336 | 0 | 25.28 | 1 | 0
9.72 | 19.44 | 7.48 | 0.10336 | 0 | 19.44 | 1 | 0
10.52 | 21.04 | 7.48 | 0.10336 | 0 | 21.04 | 1 | 0
11.48 | 22.96 | 7.48 | 0.10336 | 0 | 22.96 | 1 | 0
12.04 | 24.08 | 7.48 | 0.10336 | 0 | 24.08 | 1 | 0
14.16 | 28.32 | 7.48 | 0.10336 | 0 | 28.32 | 1 | 0
16.08 | 32.16 | 7.48 | 0.10336 | 0 | 32.16 | 1 | 0
22.08 | 44.16 | 7.48 | 0.10336 | 0 | 44.16 | 1 | 0
27.52 | 55.04 | 7.48 | 0.10336 | 0 | 55.04 | 1 | 0
34.44 | 68.88 | 7.48 | 0.10336 | 0 | 68.88 | 1 | 0
43.76 | 87.52 | 7.48 | 0.10336 | 0 | 87.52 | 1 | 0
47.6 | 95.2 | 11.23 | 0.12409 | 0 | 95.2 | 1 | 0
53.64 | 107.28 | 11.23 | 0.12409 | 0 | 107.28 | 1 | 0
51.52 | 103.04 | 11.23 | 0.12409 | 0 | 103.04 | 1 | 0
51.4 | 102.8 | 17.48 | 0.13136 | 0 | 102.8 | 1 | 0
55.12 | 110.24 | 17.48 | 0.13136 | 0 | 110.24 | 1 | 0
57.08 | 114.16 | 17.48 | 0.13136 | 0 | 114.16 | 1 | 0
55.2 | 110.4 | 17.48 | 0.13136 | 0 | 105.6 | 0.2 | 4.8
55.76 | 111.52 | 11.23 | 0.12409 | 0 | 111.52 | 0.2 | 0
55.68 | 111.36 | 11.23 | 0.12409 | 0 | 111.36 | 0.2 | 0
51.28 | 102.56 | 11.23 | 0.12409 | 0 | 102.56 | 0.2 | 0
50.28 | 100.56 | 7.48 | 0.10336 | 4.8 | 100.56 | 0.91885 | 0
43.68 | 87.36 | 7.48 | 0.10336 | 0.54188 | 87.36 | 1 | 0
33.84 | 67.68 | 7.48 | 0.10336 | 0 | 67.68 | 1 | 0
14.08 | 28.16 | 7.48 | 0.10336 | 0 | 28.16 | 1 | 0
9.52 | 19.04 | 7.48 | 0.10336 | 0 | 19.04 | 1 | 0
10.24 | 20.48 | 7.48 | 0.10336 | 0 | 20.48 | 1 | 0
11.12 | 22.24 | 7.48 | 0.10336 | 0 | 22.24 | 1 | 0
11.8 | 23.6 | 7.48 | 0.10336 | 0 | 23.6 | 1 | 0
14.2 | 28.4 | 7.48 | 0.10336 | 0 | 28.4 | 1 | 0
16.08 | 32.16 | 7.48 | 0.10336 | 0 | 32.16 | 1 | 0
22.36 | 44.72 | 7.48 | 0.10336 | 0 | 44.72 | 1 | 0
23.28 | 46.56 | 7.48 | 0.10336 | 0 | 46.56 | 1 | 0
26.32 | 52.64 | 7.48 | 0.10336 | 0 | 52.64 | 1 | 0
33.68 | 67.36 | 7.48 | 0.10336 | 0 | 67.36 | 1 | 0
38.08 | 76.16 | 11.23 | 0.12409 | 0 | 76.16 | 1 | 0
49.04 | 98.08 | 11.23 | 0.12409 | 0 | 98.08 | 1 | 0
44.52 | 89.04 | 11.23 | 0.12409 | 0 | 89.04 | 1 | 0
44.2 | 88.4 | 17.48 | 0.13136 | 0 | 88.4 | 1 | 0
47.44 | 94.88 | 17.48 | 0.13136 | 0 | 94.88 | 1 | 0
49.52 | 99.04 | 17.48 | 0.13136 | 0 | 99.04 | 1 | 0
50.12 | 100.24 | 17.48 | 0.13136 | 0 | 95.44 | 0.2 | 4.8
49.32 | 98.64 | 11.23 | 0.12409 | 0 | 98.64 | 0.2 | 0
49.12 | 98.24 | 11.23 | 0.12409 | 0 | 98.24 | 0.2 | 0
44.6 | 89.2 | 11.23 | 0.12409 | 0 | 89.2 | 0.2 | 0
43.44 | 86.88 | 7.48 | 0.10336 | 4.8 | 86.88 | 0.91885 | 0
41.32 | 82.64 | 7.48 | 0.10336 | 0.54188 | 82.64 | 1 | 0
29.6 | 59.2 | 7.48 | 0.10336 | 0 | 59.2 | 1 | 0
12.6 | 25.2 | 7.48 | 0.10336 | 0 | 25.2 | 1 | 0
11.2 | 22.4 | 7.48 | 0.10336 | 0 | 22.4 | 1 | 0
10.32 | 20.64 | 7.48 | 0.10336 | 0 | 20.64 | 1 | 0
11.4 | 22.8 | 7.48 | 0.10336 | 0 | 22.8 | 1 | 0
11.64 | 23.28 | 7.48 | 0.10336 | 0 | 23.28 | 1 | 0
14.16 | 28.32 | 7.48 | 0.10336 | 0 | 28.32 | 1 | 0
15.96 | 31.92 | 7.48 | 0.10336 | 0 | 31.92 | 1 | 0
22.08 | 44.16 | 7.48 | 0.10336 | 0 | 44.16 | 1 | 0
28.28 | 56.56 | 7.48 | 0.10336 | 0 | 56.56 | 1 | 0
34.28 | 68.56 | 7.48 | 0.10336 | 0 | 68.56 | 1 | 0
40.2 | 80.4 | 7.48 | 0.10336 | 0 | 80.4 | 1 | 0
48.08 | 96.16 | 7.48 | 0.10336 | 0 | 96.16 | 1 | 0
54.56 | 109.12 | 7.48 | 0.10336 | 0 | 109.12 | 1 | 0
56.12 | 112.24 | 7.48 | 0.10336 | 0 | 112.24 | 1 | 0
58.24 | 116.48 | 7.48 | 0.10336 | 0 | 116.48 | 1 | 0
60.32 | 120.64 | 7.48 | 0.10336 | 0 | 120.64 | 1 | 0
56.92 | 113.84 | 7.48 | 0.10336 | 0 | 113.84 | 1 | 0
57.08 | 114.16 | 7.48 | 0.10336 | 0 | 114.16 | 1 | 0
58.68 | 117.36 | 7.48 | 0.10336 | 0 | 117.36 | 1 | 0
55.48 | 110.96 | 7.48 | 0.10336 | 0 | 110.96 | 1 | 0
55.32 | 110.64 | 7.48 | 0.10336 | 0 | 110.64 | 1 | 0
51.4 | 102.8 | 7.48 | 0.10336 | 0 | 102.8 | 1 | 0
43.28 | 86.56 | 7.48 | 0.10336 | 0 | 86.56 | 1 | 0
35.56 | 71.12 | 7.48 | 0.10336 | 0 | 71.12 | 1 | 0
20.24 | 40.48 | 7.48 | 0.10336 | 0 | 40.48 | 1 | 0
15.56 | 31.12 | 7.48 | 0.10336 | 0 | 31.12 | 1 | 0
16.08 | 32.16 | 7.48 | 0.10336 | 0 | 32.16 | 1 | 0
15.08 | 30.16 | 7.48 | 0.10336 | 0 | 30.16 | 1 | 0
17 | 34 | 7.48 | 0.10336 | 0 | 34 | 1 | 0
19.2 | 38.4 | 7.48 | 0.10336 | 0 | 38.4 | 1 | 0
18.24 | 36.48 | 7.48 | 0.10336 | 0 | 36.48 | 1 | 0
16.48 | 32.96 | 7.48 | 0.10336 | 0 | 32.96 | 1 | 0
24.12 | 48.24 | 7.48 | 0.10336 | 0 | 48.24 | 1 | 0
33.24 | 66.48 | 7.48 | 0.10336 | 0 | 66.48 | 1 | 0
37.92 | 75.84 | 7.48 | 0.10336 | 0 | 75.84 | 1 | 0
39.64 | 79.28 | 7.48 | 0.10336 | 0 | 79.28 | 1 | 0
44.24 | 88.48 | 7.48 | 0.10336 | 0 | 88.48 | 1 | 0
47.24 | 94.48 | 7.48 | 0.10336 | 0 | 94.48 | 1 | 0
46.28 | 92.56 | 7.48 | 0.10336 | 0 | 92.56 | 1 | 0
46.12 | 92.24 | 7.48 | 0.10336 | 0 | 92.24 | 1 | 0
46.56 | 93.12 | 7.48 | 0.10336 | 0 | 93.12 | 1 | 0
48.88 | 97.76 | 7.48 | 0.10336 | 0 | 97.76 | 1 | 0
49.4 | 98.8 | 7.48 | 0.10336 | 0 | 98.8 | 1 | 0
40.16 | 80.32 | 7.48 | 0.10336 | 0 | 80.32 | 1 | 0
35.04 | 70.08 | 7.48 | 0.10336 | 0 | 70.08 | 1 | 0
32.44 | 64.88 | 7.48 | 0.10336 | 0 | 64.88 | 1 | 0
29.84 | 59.68 | 7.48 | 0.10336 | 0 | 59.68 | 1 | 0
26.32 | 52.64 | 7.48 | 0.10336 | 0 | 52.64 | 1 | 0
17.72 | 35.44 | 7.48 | 0.10336 | 0 | 35.44 | 1 | 0
14.92 | 29.84 | 7.48 | 0.10336 | 0 | 29.84 | 1 | 0
15.16 | 30.32 | 7.48 | 0.10336 | 0 | 30.32 | 1 | 0
15 | 30 | 7.48 | 0.10336 | 0 | 30 | 1 | 0
16.72 | 33.44 | 7.48 | 0.10336 | 0 | 33.44 | 1 | 0
19.68 | 39.36 | 7.48 | 0.10336 | 0 | 39.36 | 1 | 0
20.48 | 40.96 | 7.48 | 0.10336 | 0 | 40.96 | 1 | 0
16.8 | 33.6 | 7.48 | 0.10336 | 0 | 33.6 | 1 | 0
24 | 48 | 7.48 | 0.10336 | 0 | 48 | 1 | 0
30.44 | 60.88 | 7.48 | 0.10336 | 0 | 60.88 | 1 | 0
34.44 | 68.88 | 7.48 | 0.10336 | 0 | 68.88 | 1 | 0
35.68 | 71.36 | 11.23 | 0.12409 | 0 | 71.36 | 1 | 0
38 | 76 | 11.23 | 0.12409 | 0 | 76 | 1 | 0
40.04 | 80.08 | 11.23 | 0.12409 | 0 | 80.08 | 1 | 0
43.88 | 87.76 | 17.48 | 0.13136 | 0 | 87.76 | 1 | 0
44.72 | 89.44 | 17.48 | 0.13136 | 0 | 89.44 | 1 | 0
45.8 | 91.6 | 17.48 | 0.13136 | 0 | 91.6 | 1 | 0
45.12 | 90.24 | 17.48 | 0.13136 | 0 | 85.44 | 0.2 | 4.8
43.08 | 86.16 | 11.23 | 0.12409 | 0 | 86.16 | 0.2 | 0
37.64 | 75.28 | 11.23 | 0.12409 | 0 | 75.28 | 0.2 | 0
31.72 | 63.44 | 11.23 | 0.12409 | 0 | 63.44 | 0.2 | 0
30.88 | 61.76 | 7.48 | 0.10336 | 4.8 | 61.76 | 0.91885 | 0
29.32 | 58.64 | 7.48 | 0.10336 | 0.54188 | 58.64 | 1 | 0
19.44 | 38.88 | 7.48 | 0.10336 | 0 | 38.88 | 1 | 0
11.2 | 22.4 | 7.48 | 0.10336 | 0 | 22.4 | 1 | 0
9.08 | 18.16 | 7.48 | 0.10336 | 0 | 18.16 | 1 | 0
9.64 | 19.28 | 7.48 | 0.10336 | 0 | 19.28 | 1 | 0
9.92 | 19.84 | 7.48 | 0.10336 | 0 | 19.84 | 1 | 0
12.28 | 24.56 | 7.48 | 0.10336 | 0 | 24.56 | 1 | 0
14.48 | 28.96 | 7.48 | 0.10336 | 0 | 28.96 | 1 | 0
16 | 32 | 7.48 | 0.10336 | 0 | 32 | 1 | 0
22.48 | 44.96 | 7.48 | 0.10336 | 0 | 44.96 | 1 | 0
24.48 | 48.96 | 7.48 | 0.10336 | 0 | 48.96 | 1 | 0
32.72 | 65.44 | 7.48 | 0.10336 | 0 | 65.44 | 1 | 0
36.12 | 72.24 | 7.48 | 0.10336 | 0 | 72.24 | 1 | 0
44.96 | 89.92 | 11.23 | 0.12409 | 0 | 89.92 | 1 | 0
50.92 | 101.84 | 11.23 | 0.12409 | 0 | 101.84 | 1 | 0
52.56 | 105.12 | 11.23 | 0.12409 | 0 | 105.12 | 1 | 0
51.96 | 103.92 | 17.48 | 0.13136 | 0 | 103.92 | 1 | 0
51.4 | 102.8 | 17.48 | 0.13136 | 0 | 102.8 | 1 | 0
48 | 96 | 17.48 | 0.13136 | 0 | 96 | 1 | 0
49.16 | 98.32 | 17.48 | 0.13136 | 0 | 93.52 | 0.2 | 4.8
48.92 | 97.84 | 11.23 | 0.12409 | 0 | 97.84 | 0.2 | 0
50.88 | 101.76 | 11.23 | 0.12409 | 0 | 101.76 | 0.2 | 0
46.92 | 93.84 | 11.23 | 0.12409 | 0 | 93.84 | 0.2 | 0
44.56 | 89.12 | 7.48 | 0.10336 | 4.8 | 89.12 | 0.91885 | 0
42 | 84 | 7.48 | 0.10336 | 0.54188 | 84 | 1 | 0
37.8 | 75.6 | 7.48 | 0.10336 | 0 | 75.6 | 1 | 0
18.88 | 37.76 | 7.48 | 0.10336 | 0 | 37.76 | 1 | 0
14.24 | 28.48 | 7.48 | 0.10336 | 0 | 28.48 | 1 | 0
15.08 | 30.16 | 7.48 | 0.10336 | 0 | 30.16 | 1 | 0
16.04 | 32.08 | 7.48 | 0.10336 | 0 | 32.08 | 1 | 0
17.32 | 34.64 | 7.48 | 0.10336 | 0 | 34.64 | 1 | 0
19.64 | 39.28 | 7.48 | 0.10336 | 0 | 39.28 | 1 | 0
17.12 | 34.24 | 7.48 | 0.10336 | 0 | 34.24 | 1 | 0
22 | 44 | 7.48 | 0.10336 | 0 | 44 | 1 | 0
27.16 | 54.32 | 7.48 | 0.10336 | 0 | 54.32 | 1 | 0
39.92 | 79.84 | 7.48 | 0.10336 | 0 | 79.84 | 1 | 0
44.04 | 88.08 | 7.48 | 0.10336 | 0 | 88.08 | 1 | 0
47.04 | 94.08 | 11.23 | 0.12409 | 0 | 94.08 | 1 | 0
53.4 | 106.8 | 11.23 | 0.12409 | 0 | 106.8 | 1 | 0
55.48 | 110.96 | 11.23 | 0.12409 | 0 | 110.96 | 1 | 0
54.56 | 109.12 | 17.48 | 0.13136 | 0 | 109.12 | 1 | 0
55.28 | 110.56 | 17.48 | 0.13136 | 0 | 110.56 | 1 | 0
54.96 | 109.92 | 17.48 | 0.13136 | 0 | 109.92 | 1 | 0
55.92 | 111.84 | 17.48 | 0.13136 | 0 | 107.04 | 0.2 | 4.8
58.76 | 117.52 | 11.23 | 0.12409 | 0 | 117.52 | 0.2 | 0
54.92 | 109.84 | 11.23 | 0.12409 | 0 | 109.84 | 0.2 | 0
50.48 | 100.96 | 11.23 | 0.12409 | 0 | 100.96 | 0.2 | 0
46.84 | 93.68 | 7.48 | 0.10336 | 4.8 | 93.68 | 0.91885 | 0
39.68 | 79.36 | 7.48 | 0.10336 | 0.54188 | 79.36 | 1 | 0
32.32 | 64.64 | 7.48 | 0.10336 | 0 | 64.64 | 1 | 0
13.04 | 26.08 | 7.48 | 0.10336 | 0 | 26.08 | 1 | 0
9 | 18 | 7.48 | 0.10336 | 0 | 18 | 1 | 0
9.44 | 18.88 | 7.48 | 0.10336 | 0 | 18.88 | 1 | 0
9.68 | 19.36 | 7.48 | 0.10336 | 0 | 19.36 | 1 | 0
12.08 | 24.16 | 7.48 | 0.10336 | 0 | 24.16 | 1 | 0
14.6 | 29.2 | 7.48 | 0.10336 | 0 | 29.2 | 1 | 0
16.12 | 32.24 | 7.48 | 0.10336 | 0 | 32.24 | 1 | 0
22.2 | 44.4 | 7.48 | 0.10336 | 0 | 44.4 | 1 | 0
29.76 | 59.52 | 7.48 | 0.10336 | 0 | 59.52 | 1 | 0
38.6 | 77.2 | 7.48 | 0.10336 | 0 | 77.2 | 1 | 0
41 | 82 | 7.48 | 0.10336 | 0 | 82 | 1 | 0
42.92 | 85.84 | 11.23 | 0.12409 | 0 | 85.84 | 1 | 0
51.64 | 103.28 | 11.23 | 0.12409 | 0 | 103.28 | 1 | 0
50.24 | 100.48 | 11.23 | 0.12409 | 0 | 100.48 | 1 | 0
50.44 | 100.88 | 17.48 | 0.13136 | 0 | 100.88 | 1 | 0
51.36 | 102.72 | 17.48 | 0.13136 | 0 | 102.72 | 1 | 0
52 | 104 | 17.48 | 0.13136 | 0 | 104 | 1 | 0
52.16 | 104.32 | 17.48 | 0.13136 | 0 | 99.52 | 0.2 | 4.8
49.92 | 99.84 | 11.23 | 0.12409 | 0 | 99.84 | 0.2 | 0
49.88 | 99.76 | 11.23 | 0.12409 | 0 | 99.76 | 0.2 | 0
50.48 | 100.96 | 11.23 | 0.12409 | 0 | 100.96 | 0.2 | 0
48.12 | 96.24 | 7.48 | 0.10336 | 4.8 | 96.24 | 0.91885 | 0
43.68 | 87.36 | 7.48 | 0.10336 | 0.54188 | 87.36 | 1 | 0
33.12 | 66.24 | 7.48 | 0.10336 | 0 | 66.24 | 1 | 0
13.72 | 27.44 | 7.48 | 0.10336 | 0 | 27.44 | 1 | 0
8.96 | 17.92 | 7.48 | 0.10336 | 0 | 17.92 | 1 | 0
9.76 | 19.52 | 7.48 | 0.10336 | 0 | 19.52 | 1 | 0
11.64 | 23.28 | 7.48 | 0.10336 | 0 | 23.28 | 1 | 0
12.6 | 25.2 | 7.48 | 0.10336 | 0 | 25.2 | 1 | 0
14.4 | 28.8 | 7.48 | 0.10336 | 0 | 28.8 | 1 | 0
16 | 32 | 7.48 | 0.10336 | 0 | 32 | 1 | 0
22.56 | 45.12 | 7.48 | 0.10336 | 0 | 45.12 | 1 | 0
23.4 | 46.8 | 7.48 | 0.10336 | 0 | 46.8 | 1 | 0
31.72 | 63.44 | 7.48 | 0.10336 | 0 | 63.44 | 1 | 0
36.52 | 73.04 | 7.48 | 0.10336 | 0 | 73.04 | 1 | 0
41.92 | 83.84 | 11.23 | 0.12409 | 0 | 83.84 | 1 | 0
47.08 | 94.16 | 11.23 | 0.12409 | 0 | 94.16 | 1 | 0
50.56 | 101.12 | 11.23 | 0.12409 | 0 | 101.12 | 1 | 0
48.76 | 97.52 | 17.48 | 0.13136 | 0 | 97.52 | 1 | 0
48 | 96 | 17.48 | 0.13136 | 0 | 96 | 1 | 0
49.32 | 98.64 | 17.48 | 0.13136 | 0 | 98.64 | 1 | 0
47.68 | 95.36 | 17.48 | 0.13136 | 0 | 90.56 | 0.2 | 4.8
49.36 | 98.72 | 11.23 | 0.12409 | 0 | 98.72 | 0.2 | 0
45.88 | 91.76 | 11.23 | 0.12409 | 0 | 91.76 | 0.2 | 0
40.84 | 81.68 | 11.23 | 0.12409 | 0 | 81.68 | 0.2 | 0
41.64 | 83.28 | 7.48 | 0.10336 | 4.8 | 83.28 | 0.91885 | 0
39.64 | 79.28 | 7.48 | 0.10336 | 0.54188 | 79.28 | 1 | 0
25.68 | 51.36 | 7.48 | 0.10336 | 0 | 51.36 | 1 | 0
12.16 | 24.32 | 7.48 | 0.10336 | 0 | 24.32 | 1 | 0
9.72 | 19.44 | 7.48 | 0.10336 | 0 | 19.44 | 1 | 0
10.44 | 20.88 | 7.48 | 0.10336 | 0 | 20.88 | 1 | 0
11.56 | 23.12 | 7.48 | 0.10336 | 0 | 23.12 | 1 | 0
12.4 | 24.8 | 7.48 | 0.10336 | 0 | 24.8 | 1 | 0
14.4 | 28.8 | 7.48 | 0.10336 | 0 | 28.8 | 1 | 0
16.36 | 32.72 | 7.48 | 0.10336 | 0 | 32.72 | 1 | 0
22.52 | 45.04 | 7.48 | 0.10336 | 0 | 45.04 | 1 | 0
26.52 | 53.04 | 7.48 | 0.10336 | 0 | 53.04 | 1 | 0
38.08 | 76.16 | 7.48 | 0.10336 | 0 | 76.16 | 1 | 0
39.84 | 79.68 | 7.48 | 0.10336 | 0 | 79.68 | 1 | 0
45.36 | 90.72 | 7.48 | 0.10336 | 0 | 90.72 | 1 | 0
53.8 | 107.6 | 7.48 | 0.10336 | 0 | 107.6 | 1 | 0
51.44 | 102.88 | 7.48 | 0.10336 | 0 | 102.88 | 1 | 0
55 | 110 | 7.48 | 0.10336 | 0 | 110 | 1 | 0
58.8 | 117.6 | 7.48 | 0.10336 | 0 | 117.6 | 1 | 0
55.56 | 111.12 | 7.48 | 0.10336 | 0 | 111.12 | 1 | 0
55.92 | 111.84 | 7.48 | 0.10336 | 0 | 111.84 | 1 | 0
52.32 | 104.64 | 7.48 | 0.10336 | 0 | 104.64 | 1 | 0
52.84 | 105.68 | 7.48 | 0.10336 | 0 | 105.68 | 1 | 0
53.4 | 106.8 | 7.48 | 0.10336 | 0 | 106.8 | 1 | 0
48.2 | 96.4 | 7.48 | 0.10336 | 0 | 96.4 | 1 | 0
43.96 | 87.92 | 7.48 | 0.10336 | 0 | 87.92 | 1 | 0
40.36 | 80.72 | 7.48 | 0.10336 | 0 | 80.72 | 1 | 0
24.08 | 48.16 | 7.48 | 0.10336 | 0 | 48.16 | 1 | 0
18.68 | 37.36 | 7.48 | 0.10336 | 0 | 37.36 | 1 | 0
21.12 | 42.24 | 7.48 | 0.10336 | 0 | 42.24 | 1 | 0
20.88 | 41.76 | 7.48 | 0.10336 | 0 | 41.76 | 1 | 0
26.12 | 52.24 | 7.48 | 0.10336 | 0 | 52.24 | 1 | 0
24.16 | 48.32 | 7.48 | 0.10336 | 0 | 48.32 | 1 | 0
20.96 | 41.92 | 7.48 | 0.10336 | 0 | 41.92 | 1 | 0
17.52 | 35.04 | 7.48 | 0.10336 | 0 | 35.04 | 1 | 0
33.76 | 67.52 | 7.48 | 0.10336 | 0 | 67.52 | 1 | 0
36.52 | 73.04 | 7.48 | 0.10336 | 0 | 73.04 | 1 | 0
38.96 | 77.92 | 7.48 | 0.10336 | 0 | 77.92 | 1 | 0
45.76 | 91.52 | 7.48 | 0.10336 | 0 | 91.52 | 1 | 0
48.32 | 96.64 | 7.48 | 0.10336 | 0 | 96.64 | 1 | 0
48.76 | 97.52 | 7.48 | 0.10336 | 0 | 97.52 | 1 | 0
53.4 | 106.8 | 7.48 | 0.10336 | 0 | 106.8 | 1 | 0
59 | 118 | 7.48 | 0.10336 | 0 | 118 | 1 | 0
58.48 | 116.96 | 7.48 | 0.10336 | 0 | 116.96 | 1 | 0
52.16 | 104.32 | 7.48 | 0.10336 | 0 | 104.32 | 1 | 0
52.52 | 105.04 | 7.48 | 0.10336 | 0 | 105.04 | 1 | 0
42.24 | 84.48 | 7.48 | 0.10336 | 0 | 84.48 | 1 | 0
39.44 | 78.88 | 7.48 | 0.10336 | 0 | 78.88 | 1 | 0
38.76 | 77.52 | 7.48 | 0.10336 | 0 | 77.52 | 1 | 0
37.4 | 74.8 | 7.48 | 0.10336 | 0 | 74.8 | 1 | 0
33.48 | 66.96 | 7.48 | 0.10336 | 0 | 66.96 | 1 | 0
15.48 | 30.96 | 7.48 | 0.10336 | 0 | 30.96 | 1 | 0
13.88 | 27.76 | 7.48 | 0.10336 | 0 | 27.76 | 1 | 0
17.48 | 34.96 | 7.48 | 0.10336 | 0 | 34.96 | 1 | 0
24.6 | 49.2 | 7.48 | 0.10336 | 0 | 49.2 | 1 | 0
27.48 | 54.96 | 7.48 | 0.10336 | 0 | 54.96 | 1 | 0
22.84 | 45.68 | 7.48 | 0.10336 | 0 | 45.68 | 1 | 0
22.16 | 44.32 | 7.48 | 0.10336 | 0 | 44.32 | 1 | 0
25.6 | 51.2 | 7.48 | 0.10336 | 0 | 51.2 | 1 | 0
25.56 | 51.12 | 7.48 | 0.10336 | 0 | 51.12 | 1 | 0
26.56 | 53.12 | 7.48 | 0.10336 | 0 | 53.12 | 1 | 0
31.2 | 62.4 | 7.48 | 0.10336 | 0 | 62.4 | 1 | 0
31.2 | 62.4 | 11.23 | 0.12409 | 0 | 62.4 | 1 | 0
38.72 | 77.44 | 11.23 | 0.12409 | 0 | 77.44 | 1 | 0
42 | 84 | 11.23 | 0.12409 | 0 | 84 | 1 | 0
45.72 | 91.44 | 17.48 | 0.13136 | 0 | 91.44 | 1 | 0
45.84 | 91.68 | 17.48 | 0.13136 | 0 | 91.68 | 1 | 0
45.44 | 90.88 | 17.48 | 0.13136 | 0 | 90.88 | 1 | 0
46.72 | 93.44 | 17.48 | 0.13136 | 0 | 88.64 | 0.2 | 4.8
45.48 | 90.96 | 11.23 | 0.12409 | 0 | 90.96 | 0.2 | 0
42.88 | 85.76 | 11.23 | 0.12409 | 0 | 85.76 | 0.2 | 0
40.52 | 81.04 | 11.23 | 0.12409 | 0 | 81.04 | 0.2 | 0
37.88 | 75.76 | 7.48 | 0.10336 | 4.8 | 75.76 | 0.91885 | 0
38.84 | 77.68 | 7.48 | 0.10336 | 0.54188 | 77.68 | 1 | 0
36.16 | 72.32 | 7.48 | 0.10336 | 0 | 72.32 | 1 | 0
18.52 | 37.04 | 7.48 | 0.10336 | 0 | 37.04 | 1 | 0
14.6 | 29.2 | 7.48 | 0.10336 | 0 | 29.2 | 1 | 0
15.04 | 30.08 | 7.48 | 0.10336 | 0 | 30.08 | 1 | 0
13.4 | 26.8 | 7.48 | 0.10336 | 0 | 26.8 | 1 | 0
12.4 | 24.8 | 7.48 | 0.10336 | 0 | 24.8 | 1 | 0
14.56 | 29.12 | 7.48 | 0.10336 | 0 | 29.12 | 1 | 0
16.48 | 32.96 | 7.48 | 0.10336 | 0 | 32.96 | 1 | 0
22.12 | 44.24 | 7.48 | 0.10336 | 0 | 44.24 | 1 | 0
25.88 | 51.76 | 7.48 | 0.10336 | 0 | 51.76 | 1 | 0
35.92 | 71.84 | 7.48 | 0.10336 | 0 | 71.84 | 1 | 0
43.6 | 87.2 | 7.48 | 0.10336 | 0 | 87.2 | 1 | 0
46.52 | 93.04 | 11.23 | 0.12409 | 0 | 93.04 | 1 | 0
52.68 | 105.36 | 11.23 | 0.12409 | 0 | 105.36 | 1 | 0
48.92 | 97.84 | 11.23 | 0.12409 | 0 | 97.84 | 1 | 0
50.76 | 101.52 | 17.48 | 0.13136 | 0 | 101.52 | 1 | 0
51.64 | 103.28 | 17.48 | 0.13136 | 0 | 103.28 | 1 | 0
51.92 | 103.84 | 17.48 | 0.13136 | 0 | 103.84 | 1 | 0
51.76 | 103.52 | 17.48 | 0.13136 | 0 | 98.72 | 0.2 | 4.8
52.08 | 104.16 | 11.23 | 0.12409 | 0 | 104.16 | 0.2 | 0
51.88 | 103.76 | 11.23 | 0.12409 | 0 | 103.76 | 0.2 | 0
49.24 | 98.48 | 11.23 | 0.12409 | 0 | 98.48 | 0.2 | 0
47.6 | 95.2 | 7.48 | 0.10336 | 4.8 | 95.2 | 0.91885 | 0
46.84 | 93.68 | 7.48 | 0.10336 | 0.54188 | 93.68 | 1 | 0
39.2 | 78.4 | 7.48 | 0.10336 | 0 | 78.4 | 1 | 0
20.72 | 41.44 | 7.48 | 0.10336 | 0 | 41.44 | 1 | 0
16.28 | 32.56 | 7.48 | 0.10336 | 0 | 32.56 | 1 | 0
18.56 | 37.12 | 7.48 | 0.10336 | 0 | 37.12 | 1 | 0
20.08 | 40.16 | 7.48 | 0.10336 | 0 | 40.16 | 1 | 0
20.92 | 41.84 | 7.48 | 0.10336 | 0 | 41.84 | 1 | 0
20.8 | 41.6 | 7.48 | 0.10336 | 0 | 41.6 | 1 | 0
21.52 | 43.04 | 7.48 | 0.10336 | 0 | 43.04 | 1 | 0
22.44 | 44.88 | 7.48 | 0.10336 | 0 | 44.88 | 1 | 0
30.6 | 61.2 | 7.48 | 0.10336 | 0 | 61.2 | 1 | 0
43 | 86 | 7.48 | 0.10336 | 0 | 86 | 1 | 0
45.68 | 91.36 | 7.48 | 0.10336 | 0 | 91.36 | 1 | 0
47.36 | 94.72 | 11.23 | 0.12409 | 0 | 94.72 | 1 | 0
52.76 | 105.52 | 11.23 | 0.12409 | 0 | 105.52 | 1 | 0
51 | 102 | 11.23 | 0.12409 | 0 | 102 | 1 | 0
51.68 | 103.36 | 17.48 | 0.13136 | 0 | 103.36 | 1 | 0
52.4 | 104.8 | 17.48 | 0.13136 | 0 | 104.8 | 1 | 0
54.92 | 109.84 | 17.48 | 0.13136 | 0 | 109.84 | 1 | 0
52.8 | 105.6 | 17.48 | 0.13136 | 0 | 100.8 | 0.2 | 4.8
52.6 | 105.2 | 11.23 | 0.12409 | 0 | 105.2 | 0.2 | 0
51.48 | 102.96 | 11.23 | 0.12409 | 0 | 102.96 | 0.2 | 0
50.04 | 100.08 | 11.23 | 0.12409 | 0 | 100.08 | 0.2 | 0
47.52 | 95.04 | 7.48 | 0.10336 | 4.8 | 95.04 | 0.91885 | 0
43.28 | 86.56 | 7.48 | 0.10336 | 0.54188 | 86.56 | 1 | 0
36.24 | 72.48 | 7.48 | 0.10336 | 0 | 72.48 | 1 | 0
16 | 32 | 7.48 | 0.10336 | 0 | 32 | 1 | 0
9.52 | 19.04 | 7.48 | 0.10336 | 0 | 19.04 | 1 | 0
13.04 | 26.08 | 7.48 | 0.10336 | 0 | 26.08 | 1 | 0
13.88 | 27.76 | 7.48 | 0.10336 | 0 | 27.76 | 1 | 0
15.96 | 31.92 | 7.48 | 0.10336 | 0 | 31.92 | 1 | 0
16.28 | 32.56 | 7.48 | 0.10336 | 0 | 32.56 | 1 | 0
18.24 | 36.48 | 7.48 | 0.10336 | 0 | 36.48 | 1 | 0
21.84 | 43.68 | 7.48 | 0.10336 | 0 | 43.68 | 1 | 0
27.04 | 54.08 | 7.48 | 0.10336 | 0 | 54.08 | 1 | 0
37.04 | 74.08 | 7.48 | 0.10336 | 0 | 74.08 | 1 | 0
44.08 | 88.16 | 7.48 | 0.10336 | 0 | 88.16 | 1 | 0
44.72 | 89.44 | 11.23 | 0.12409 | 0 | 89.44 | 1 | 0
44.68 | 89.36 | 11.23 | 0.12409 | 0 | 89.36 | 1 | 0
45.48 | 90.96 | 11.23 | 0.12409 | 0 | 90.96 | 1 | 0
52.4 | 104.8 | 17.48 | 0.13136 | 0 | 104.8 | 1 | 0
55.36 | 110.72 | 17.48 | 0.13136 | 0 | 110.72 | 1 | 0
53.96 | 107.92 | 17.48 | 0.13136 | 0 | 107.92 | 1 | 0
52.32 | 104.64 | 17.48 | 0.13136 | 0 | 99.84 | 0.2 | 4.8
51.96 | 103.92 | 11.23 | 0.12409 | 0 | 103.92 | 0.2 | 0
53.16 | 106.32 | 11.23 | 0.12409 | 0 | 106.32 | 0.2 | 0
50.56 | 101.12 | 11.23 | 0.12409 | 0 | 101.12 | 0.2 | 0
46.48 | 92.96 | 7.48 | 0.10336 | 4.8 | 92.96 | 0.91885 | 0
41.12 | 82.24 | 7.48 | 0.10336 | 0.54188 | 82.24 | 1 | 0
34.48 | 68.96 | 7.48 | 0.10336 | 0 | 68.96 | 1 | 0
16.04 | 32.08 | 7.48 | 0.10336 | 0 | 32.08 | 1 | 0
11.32 | 22.64 | 7.48 | 0.10336 | 0 | 22.64 | 1 | 0
13.28 | 26.56 | 7.48 | 0.10336 | 0 | 26.56 | 1 | 0
15.84 | 31.68 | 7.48 | 0.10336 | 0 | 31.68 | 1 | 0
16.32 | 32.64 | 7.48 | 0.10336 | 0 | 32.64 | 1 | 0
16.72 | 33.44 | 7.48 | 0.10336 | 0 | 33.44 | 1 | 0
17.56 | 35.12 | 7.48 | 0.10336 | 0 | 35.12 | 1 | 0
21.92 | 43.84 | 7.48 | 0.10336 | 0 | 43.84 | 1 | 0
23.28 | 46.56 | 7.48 | 0.10336 | 0 | 46.56 | 1 | 0
26.32 | 52.64 | 7.48 | 0.10336 | 0 | 52.64 | 1 | 0
31.2 | 62.4 | 7.48 | 0.10336 | 0 | 62.4 | 1 | 0
37.44 | 74.88 | 11.23 | 0.12409 | 0 | 74.88 | 1 | 0
44 | 88 | 11.23 | 0.12409 | 0 | 88 | 1 | 0
41.2 | 82.4 | 11.23 | 0.12409 | 0 | 82.4 | 1 | 0
42.68 | 85.36 | 17.48 | 0.13136 | 0 | 85.36 | 1 | 0
41.76 | 83.52 | 17.48 | 0.13136 | 0 | 83.52 | 1 | 0
44.56 | 89.12 | 17.48 | 0.13136 | 0 | 89.12 | 1 | 0
46.96 | 93.92 | 17.48 | 0.13136 | 0 | 89.12 | 0.2 | 4.8
46.04 | 92.08 | 11.23 | 0.12409 | 0 | 92.08 | 0.2 | 0
45.92 | 91.84 | 11.23 | 0.12409 | 0 | 91.84 | 0.2 | 0
45.12 | 90.24 | 11.23 | 0.12409 | 0 | 90.24 | 0.2 | 0
43.52 | 87.04 | 7.48 | 0.10336 | 4.8 | 87.04 | 0.91885 | 0
41.56 | 83.12 | 7.48 | 0.10336 | 0.54188 | 83.12 | 1 | 0
32.16 | 64.32 | 7.48 | 0.10336 | 0 | 64.32 | 1 | 0
14.16 | 28.32 | 7.48 | 0.10336 | 0 | 28.32 | 1 | 0
10.16 | 20.32 | 7.48 | 0.10336 | 0 | 20.32 | 1 | 0
11.04 | 22.08 | 7.48 | 0.10336 | 0 | 22.08 | 1 | 0
10.92 | 21.84 | 7.48 | 0.10336 | 0 | 21.84 | 1 | 0
12.72 | 25.44 | 7.48 | 0.10336 | 0 | 25.44 | 1 | 0
14.56 | 29.12 | 7.48 | 0.10336 | 0 | 29.12 | 1 | 0
16.6 | 33.2 | 7.48 | 0.10336 | 0 | 33.2 | 1 | 0
22.52 | 45.04 | 7.48 | 0.10336 | 0 | 45.04 | 1 | 0
25.36 | 50.72 | 7.48 | 0.10336 | 0 | 50.72 | 1 | 0
26.16 | 52.32 | 7.48 | 0.10336 | 0 | 52.32 | 1 | 0
30.84 | 61.68 | 7.48 | 0.10336 | 0 | 61.68 | 1 | 0
37.52 | 75.04 | 7.48 | 0.10336 | 0 | 75.04 | 1 | 0
48.64 | 97.28 | 7.48 | 0.10336 | 0 | 97.28 | 1 | 0
44.84 | 89.68 | 7.48 | 0.10336 | 0 | 89.68 | 1 | 0
45.08 | 90.16 | 7.48 | 0.10336 | 0 | 90.16 | 1 | 0
50.84 | 101.68 | 7.48 | 0.10336 | 0 | 101.68 | 1 | 0
50.96 | 101.92 | 7.48 | 0.10336 | 0 | 101.92 | 1 | 0
48.32 | 96.64 | 7.48 | 0.10336 | 0 | 96.64 | 1 | 0
49.56 | 99.12 | 7.48 | 0.10336 | 0 | 99.12 | 1 | 0
48.24 | 96.48 | 7.48 | 0.10336 | 0 | 96.48 | 1 | 0
46.4 | 92.8 | 7.48 | 0.10336 | 0 | 92.8 | 1 | 0
44.32 | 88.64 | 7.48 | 0.10336 | 0 | 88.64 | 1 | 0
40.92 | 81.84 | 7.48 | 0.10336 | 0 | 81.84 | 1 | 0
37.92 | 75.84 | 7.48 | 0.10336 | 0 | 75.84 | 1 | 0
22.84 | 45.68 | 7.48 | 0.10336 | 0 | 45.68 | 1 | 0
18.28 | 36.56 | 7.48 | 0.10336 | 0 | 36.56 | 1 | 0
18.64 | 37.28 | 7.48 | 0.10336 | 0 | 37.28 | 1 | 0
19.52 | 39.04 | 7.48 | 0.10336 | 0 | 39.04 | 1 | 0
18.76 | 37.52 | 7.48 | 0.10336 | 0 | 37.52 | 1 | 0
19.6 | 39.2 | 7.48 | 0.10336 | 0 | 39.2 | 1 | 0
20.84 | 41.68 | 7.48 | 0.10336 | 0 | 41.68 | 1 | 0
20.96 | 41.92 | 7.48 | 0.10336 | 0 | 41.92 | 1 | 0
23.88 | 47.76 | 7.48 | 0.10336 | 0 | 47.76 | 1 | 0
28.12 | 56.24 | 7.48 | 0.10336 | 0 | 56.24 | 1 | 0
32.08 | 64.16 | 7.48 | 0.10336 | 0 | 64.16 | 1 | 0
35.68 | 71.36 | 7.48 | 0.10336 | 0 | 71.36 | 1 | 0
38.88 | 77.76 | 7.48 | 0.10336 | 0 | 77.76 | 1 | 0
39.04 | 78.08 | 7.48 | 0.10336 | 0 | 78.08 | 1 | 0
40.12 | 80.24 | 7.48 | 0.10336 | 0 | 80.24 | 1 | 0
40.48 | 80.96 | 7.48 | 0.10336 | 0 | 80.96 | 1 | 0
40.96 | 81.92 | 7.48 | 0.10336 | 0 | 81.92 | 1 | 0
44.24 | 88.48 | 7.48 | 0.10336 | 0 | 88.48 | 1 | 0
44.52 | 89.04 | 7.48 | 0.10336 | 0 | 89.04 | 1 | 0
41.88 | 83.76 | 7.48 | 0.10336 | 0 | 83.76 | 1 | 0
39.44 | 78.88 | 7.48 | 0.10336 | 0 | 78.88 | 1 | 0
38.72 | 77.44 | 7.48 | 0.10336 | 0 | 77.44 | 1 | 0
39.56 | 79.12 | 7.48 | 0.10336 | 0 | 79.12 | 1 | 0
39.12 | 78.24 | 7.48 | 0.10336 | 0 | 78.24 | 1 | 0
20.16 | 40.32 | 7.48 | 0.10336 | 0 | 40.32 | 1 | 0
14.92 | 29.84 | 7.48 | 0.10336 | 0 | 29.84 | 1 | 0
15.88 | 31.76 | 7.48 | 0.10336 | 0 | 31.76 | 1 | 0
17.88 | 35.76 | 7.48 | 0.10336 | 0 | 35.76 | 1 | 0
19.48 | 38.96 | 7.48 | 0.10336 | 0 | 38.96 | 1 | 0
20.52 | 41.04 | 7.48 | 0.10336 | 0 | 41.04 | 1 | 0
20 | 40 | 7.48 | 0.10336 | 0 | 40 | 1 | 0
17.44 | 34.88 | 7.48 | 0.10336 | 0 | 34.88 | 1 | 0
16.84 | 33.68 | 7.48 | 0.10336 | 0 | 33.68 | 1 | 0
23.84 | 47.68 | 7.48 | 0.10336 | 0 | 47.68 | 1 | 0
30.76 | 61.52 | 7.48 | 0.10336 | 0 | 61.52 | 1 | 0
37 | 74 | 11.23 | 0.12409 | 0 | 74 | 1 | 0
39.64 | 79.28 | 11.23 | 0.12409 | 0 | 79.28 | 1 | 0
41.64 | 83.28 | 11.23 | 0.12409 | 0 | 83.28 | 1 | 0
47.84 | 95.68 | 17.48 | 0.13136 | 0 | 95.68 | 1 | 0
47.44 | 94.88 | 17.48 | 0.13136 | 0 | 94.88 | 1 | 0
48.92 | 97.84 | 17.48 | 0.13136 | 0 | 97.84 | 1 | 0
46 | 92 | 17.48 | 0.13136 | 0 | 87.2 | 0.2 | 4.8
44.4 | 88.8 | 11.23 | 0.12409 | 0 | 88.8 | 0.2 | 0
41.36 | 82.72 | 11.23 | 0.12409 | 0 | 82.72 | 0.2 | 0
36 | 72 | 11.23 | 0.12409 | 0 | 72 | 0.2 | 0
35.6 | 71.2 | 7.48 | 0.10336 | 4.8 | 71.2 | 0.91885 | 0
35.44 | 70.88 | 7.48 | 0.10336 | 0.54188 | 70.88 | 1 | 0
31.2 | 62.4 | 7.48 | 0.10336 | 0 | 62.4 | 1 | 0
14.08 | 28.16 | 7.48 | 0.10336 | 0 | 28.16 | 1 | 0
8.92 | 17.84 | 7.48 | 0.10336 | 0 | 17.84 | 1 | 0
10.24 | 20.48 | 7.48 | 0.10336 | 0 | 20.48 | 1 | 0
12.8 | 25.6 | 7.48 | 0.10336 | 0 | 25.6 | 1 | 0
13.56 | 27.12 | 7.48 | 0.10336 | 0 | 27.12 | 1 | 0
14.48 | 28.96 | 7.48 | 0.10336 | 0 | 28.96 | 1 | 0
16.48 | 32.96 | 7.48 | 0.10336 | 0 | 32.96 | 1 | 0
22.92 | 45.84 | 7.48 | 0.10336 | 0 | 45.84 | 1 | 0
28.6 | 57.2 | 7.48 | 0.10336 | 0 | 57.2 | 1 | 0
40.76 | 81.52 | 7.48 | 0.10336 | 0 | 81.52 | 1 | 0
44.84 | 89.68 | 7.48 | 0.10336 | 0 | 89.68 | 1 | 0
45.4 | 90.8 | 11.23 | 0.12409 | 0 | 90.8 | 1 | 0
49.04 | 98.08 | 11.23 | 0.12409 | 0 | 98.08 | 1 | 0
50.04 | 100.08 | 11.23 | 0.12409 | 0 | 100.08 | 1 | 0
56 | 112 | 17.48 | 0.13136 | 0 | 112 | 1 | 0
55.68 | 111.36 | 17.48 | 0.13136 | 0 | 111.36 | 1 | 0
52 | 104 | 17.48 | 0.13136 | 0 | 104 | 1 | 0
50.36 | 100.72 | 17.48 | 0.13136 | 0 | 95.92 | 0.2 | 4.8
50.84 | 101.68 | 11.23 | 0.12409 | 0 | 101.68 | 0.2 | 0
52.08 | 104.16 | 11.23 | 0.12409 | 0 | 104.16 | 0.2 | 0
51.76 | 103.52 | 11.23 | 0.12409 | 0 | 103.52 | 0.2 | 0
48.84 | 97.68 | 7.48 | 0.10336 | 4.8 | 97.68 | 0.91885 | 0
46.72 | 93.44 | 7.48 | 0.10336 | 0.54188 | 93.44 | 1 | 0
33.4 | 66.8 | 7.48 | 0.10336 | 0 | 66.8 | 1 | 0
14.08 | 28.16 | 7.48 | 0.10336 | 0 | 28.16 | 1 | 0
9.16 | 18.32 | 7.48 | 0.10336 | 0 | 18.32 | 1 | 0
9.92 | 19.84 | 7.48 | 0.10336 | 0 | 19.84 | 1 | 0
13.6 | 27.2 | 7.48 | 0.10336 | 0 | 27.2 | 1 | 0
13.4 | 26.8 | 7.48 | 0.10336 | 0 | 26.8 | 1 | 0
15 | 30 | 7.48 | 0.10336 | 0 | 30 | 1 | 0
17.28 | 34.56 | 7.48 | 0.10336 | 0 | 34.56 | 1 | 0
22.32 | 44.64 | 7.48 | 0.10336 | 0 | 44.64 | 1 | 0
30.52 | 61.04 | 7.48 | 0.10336 | 0 | 61.04 | 1 | 0
41.68 | 83.36 | 7.48 | 0.10336 | 0 | 83.36 | 1 | 0
46.28 | 92.56 | 7.48 | 0.10336 | 0 | 92.56 | 1 | 0
51.6 | 103.2 | 11.23 | 0.12409 | 0 | 103.2 | 1 | 0
52.6 | 105.2 | 11.23 | 0.12409 | 0 | 105.2 | 1 | 0
59.72 | 119.44 | 11.23 | 0.12409 | 0 | 119.44 | 1 | 0
65 | 130 | 17.48 | 0.13136 | 0 | 127.56 | 0.59334 | 2.44
64.96 | 129.92 | 17.48 | 0.13136 | 0 | 127.56 | 0.2 | 2.36
60.28 | 120.56 | 17.48 | 0.13136 | 0 | 120.56 | 0.2 | 0
54.28 | 108.56 | 17.48 | 0.13136 | 0 | 108.56 | 0.2 | 0
55.32 | 110.64 | 11.23 | 0.12409 | 0 | 110.64 | 0.2 | 0
54.96 | 109.92 | 11.23 | 0.12409 | 0 | 109.92 | 0.2 | 0
53.16 | 106.32 | 11.23 | 0.12409 | 0 | 106.32 | 0.2 | 0
49.6 | 99.2 | 7.48 | 0.10336 | 4.8 | 99.2 | 0.91885 | 0
41.92 | 83.84 | 7.48 | 0.10336 | 0.54188 | 83.84 | 1 | 0
34.68 | 69.36 | 7.48 | 0.10336 | 0 | 69.36 | 1 | 0
15.28 | 30.56 | 7.48 | 0.10336 | 0 | 30.56 | 1 | 0
9.52 | 19.04 | 7.48 | 0.10336 | 0 | 19.04 | 1 | 0
16.88 | 33.76 | 7.48 | 0.10336 | 0 | 33.76 | 1 | 0
24.52 | 49.04 | 7.48 | 0.10336 | 0 | 49.04 | 1 | 0
23.96 | 47.92 | 7.48 | 0.10336 | 0 | 47.92 | 1 | 0
22.52 | 45.04 | 7.48 | 0.10336 | 0 | 45.04 | 1 | 0
22.48 | 44.96 | 7.48 | 0.10336 | 0 | 44.96 | 1 | 0
29.36 | 58.72 | 7.48 | 0.10336 | 0 | 58.72 | 1 | 0
35.56 | 71.12 | 7.48 | 0.10336 | 0 | 71.12 | 1 | 0
41.48 | 82.96 | 7.48 | 0.10336 | 0 | 82.96 | 1 | 0
45.28 | 90.56 | 7.48 | 0.10336 | 0 | 90.56 | 1 | 0
47.72 | 95.44 | 11.23 | 0.12409 | 0 | 95.44 | 1 | 0
55.04 | 110.08 | 11.23 | 0.12409 | 0 | 110.08 | 1 | 0
60.6 | 121.2 | 11.23 | 0.12409 | 0 | 121.2 | 1 | 0
54.8 | 109.6 | 17.48 | 0.13136 | 0 | 109.6 | 1 | 0
49.72 | 99.44 | 17.48 | 0.13136 | 0 | 99.44 | 1 | 0
50.2 | 100.4 | 17.48 | 0.13136 | 0 | 100.4 | 1 | 0
53.08 | 106.16 | 17.48 | 0.13136 | 0 | 101.36 | 0.2 | 4.8
52.48 | 104.96 | 11.23 | 0.12409 | 0 | 104.96 | 0.2 | 0
50.88 | 101.76 | 11.23 | 0.12409 | 0 | 101.76 | 0.2 | 0
49.84 | 99.68 | 11.23 | 0.12409 | 0 | 99.68 | 0.2 | 0
45.36 | 90.72 | 7.48 | 0.10336 | 4.8 | 90.72 | 0.91885 | 0
40.72 | 81.44 | 7.48 | 0.10336 | 0.54188 | 81.44 | 1 | 0
32.04 | 64.08 | 7.48 | 0.10336 | 0 | 64.08 | 1 | 0
16.24 | 32.48 | 7.48 | 0.10336 | 0 | 32.48 | 1 | 0
11.52 | 23.04 | 7.48 | 0.10336 | 0 | 23.04 | 1 | 0
17.4 | 34.8 | 7.48 | 0.10336 | 0 | 34.8 | 1 | 0
21.92 | 43.84 | 7.48 | 0.10336 | 0 | 43.84 | 1 | 0
24.48 | 48.96 | 7.48 | 0.10336 | 0 | 48.96 | 1 | 0
26.72 | 53.44 | 7.48 | 0.10336 | 0 | 53.44 | 1 | 0
26.4 | 52.8 | 7.48 | 0.10336 | 0 | 52.8 | 1 | 0
29.28 | 58.56 | 7.48 | 0.10336 | 0 | 58.56 | 1 | 0
31.04 | 62.08 | 7.48 | 0.10336 | 0 | 62.08 | 1 | 0
51.56 | 103.12 | 7.48 | 0.10336 | 0 | 103.12 | 1 | 0
49.52 | 99.04 | 7.48 | 0.10336 | 0 | 99.04 | 1 | 0
56.68 | 113.36 | 11.23 | 0.12409 | 0 | 113.36 | 1 | 0
59.8 | 119.6 | 11.23 | 0.12409 | 0 | 119.6 | 1 | 0
62.92 | 125.84 | 11.23 | 0.12409 | 0 | 122.64 | 0.46667 | 3.2
63.56 | 127.12 | 17.48 | 0.13136 | 0 | 127.12 | 0.46667 | 0
62.16 | 124.32 | 17.48 | 0.13136 | 0 | 124.32 | 0.46667 | 0
63.2 | 126.4 | 17.48 | 0.13136 | 0 | 126.4 | 0.46667 | 0
61.64 | 123.28 | 17.48 | 0.13136 | 0 | 121.68 | 0.2 | 1.6
60.76 | 121.52 | 11.23 | 0.12409 | 0 | 121.52 | 0.2 | 0
60.52 | 121.04 | 11.23 | 0.12409 | 0 | 121.04 | 0.2 | 0
54.96 | 109.92 | 11.23 | 0.12409 | 0 | 109.92 | 0.2 | 0
54.64 | 109.28 | 7.48 | 0.10336 | 4.8 | 109.28 | 0.91885 | 0
53.32 | 106.64 | 7.48 | 0.10336 | 0.54188 | 106.64 | 1 | 0
45.88 | 91.76 | 7.48 | 0.10336 | 0 | 91.76 | 1 | 0
20.92 | 41.84 | 7.48 | 0.10336 | 0 | 41.84 | 1 | 0
14.72 | 29.44 | 7.48 | 0.10336 | 0 | 29.44 | 1 | 0
26.16 | 52.32 | 7.48 | 0.10336 | 0 | 52.32 | 1 | 0
32.4 | 64.8 | 7.48 | 0.10336 | 0 | 64.8 | 1 | 0
33.68 | 67.36 | 7.48 | 0.10336 | 0 | 67.36 | 1 | 0
33.64 | 67.28 | 7.48 | 0.10336 | 0 | 67.28 | 1 | 0
30.32 | 60.64 | 7.48 | 0.10336 | 0 | 60.64 | 1 | 0
33.2 | 66.4 | 7.48 | 0.10336 | 0 | 66.4 | 1 | 0
38.12 | 76.24 | 7.48 | 0.10336 | 0 | 76.24 | 1 | 0
42.72 | 85.44 | 7.48 | 0.10336 | 0 | 85.44 | 1 | 0
45.6 | 91.2 | 7.48 | 0.10336 | 0 | 91.2 | 1 | 0
49.36 | 98.72 | 7.48 | 0.10336 | 0 | 98.72 | 1 | 0
61.04 | 122.08 | 7.48 | 0.10336 | 0 | 122.08 | 1 | 0
61.52 | 123.04 | 7.48 | 0.10336 | 0 | 123.04 | 1 | 0
61.08 | 122.16 | 7.48 | 0.10336 | 0 | 122.16 | 1 | 0
61.48 | 122.96 | 7.48 | 0.10336 | 0 | 122.96 | 1 | 0
59.96 | 119.92 | 7.48 | 0.10336 | 0 | 119.92 | 1 | 0
58.8 | 117.6 | 7.48 | 0.10336 | 0 | 117.6 | 1 | 0
58.4 | 116.8 | 7.48 | 0.10336 | 0 | 116.8 | 1 | 0
57.72 | 115.44 | 7.48 | 0.10336 | 0 | 115.44 | 1 | 0
58.64 | 117.28 | 7.48 | 0.10336 | 0 | 117.28 | 1 | 0
53.92 | 107.84 | 7.48 | 0.10336 | 0 | 107.84 | 1 | 0
48.92 | 97.84 | 7.48 | 0.10336 | 0 | 97.84 | 1 | 0
34.84 | 69.68 | 7.48 | 0.10336 | 0 | 69.68 | 1 | 0
18.64 | 37.28 | 7.48 | 0.10336 | 0 | 37.28 | 1 | 0
14.28 | 28.56 | 7.48 | 0.10336 | 0 | 28.56 | 1 | 0
17 | 34 | 7.48 | 0.10336 | 0 | 34 | 1 | 0
18.84 | 37.68 | 7.48 | 0.10336 | 0 | 37.68 | 1 | 0
17.48 | 34.96 | 7.48 | 0.10336 | 0 | 34.96 | 1 | 0
14.8 | 29.6 | 7.48 | 0.10336 | 0 | 29.6 | 1 | 0
16.88 | 33.76 | 7.48 | 0.10336 | 0 | 33.76 | 1 | 0
16.76 | 33.52 | 7.48 | 0.10336 | 0 | 33.52 | 1 | 0
23.32 | 46.64 | 7.48 | 0.10336 | 0 | 46.64 | 1 | 0
30.64 | 61.28 | 7.48 | 0.10336 | 0 | 61.28 | 1 | 0
37.92 | 75.84 | 7.48 | 0.10336 | 0 | 75.84 | 1 | 0
41.12 | 82.24 | 7.48 | 0.10336 | 0 | 82.24 | 1 | 0
45.08 | 90.16 | 7.48 | 0.10336 | 0 | 90.16 | 1 | 0
47.28 | 94.56 | 7.48 | 0.10336 | 0 | 94.56 | 1 | 0
51.04 | 102.08 | 7.48 | 0.10336 | 0 | 102.08 | 1 | 0
50.4 | 100.8 | 7.48 | 0.10336 | 0 | 100.8 | 1 | 0
49.76 | 99.52 | 7.48 | 0.10336 | 0 | 99.52 | 1 | 0
47.52 | 95.04 | 7.48 | 0.10336 | 0 | 95.04 | 1 | 0
48.68 | 97.36 | 7.48 | 0.10336 | 0 | 97.36 | 1 | 0
40.28 | 80.56 | 7.48 | 0.10336 | 0 | 80.56 | 1 | 0
37.12 | 74.24 | 7.48 | 0.10336 | 0 | 74.24 | 1 | 0
35.64 | 71.28 | 7.48 | 0.10336 | 0 | 71.28 | 1 | 0
32.72 | 65.44 | 7.48 | 0.10336 | 0 | 65.44 | 1 | 0
35.28 | 70.56 | 7.48 | 0.10336 | 0 | 70.56 | 1 | 0
18.56 | 37.12 | 7.48 | 0.10336 | 0 | 37.12 | 1 | 0
10.68 | 21.36 | 7.48 | 0.10336 | 0 | 21.36 | 1 | 0
11.28 | 22.56 | 7.48 | 0.10336 | 0 | 22.56 | 1 | 0
14.76 | 29.52 | 7.48 | 0.10336 | 0 | 29.52 | 1 | 0
18 | 36 | 7.48 | 0.10336 | 0 | 36 | 1 | 0
19.6 | 39.2 | 7.48 | 0.10336 | 0 | 39.2 | 1 | 0
17.6 | 35.2 | 7.48 | 0.10336 | 0 | 35.2 | 1 | 0
20.68 | 41.36 | 7.48 | 0.10336 | 0 | 41.36 | 1 | 0
22.88 | 45.76 | 7.48 | 0.10336 | 0 | 45.76 | 1 | 0
29.36 | 58.72 | 7.48 | 0.10336 | 0 | 58.72 | 1 | 0
29.04 | 58.08 | 7.48 | 0.10336 | 0 | 58.08 | 1 | 0
30.04 | 60.08 | 11.23 | 0.12409 | 0 | 60.08 | 1 | 0
38.68 | 77.36 | 11.23 | 0.12409 | 0 | 77.36 | 1 | 0
39.52 | 79.04 | 11.23 | 0.12409 | 0 | 79.04 | 1 | 0
39.44 | 78.88 | 17.48 | 0.13136 | 0 | 78.88 | 1 | 0
44.8 | 89.6 | 17.48 | 0.13136 | 0 | 89.6 | 1 | 0
52.56 | 105.12 | 17.48 | 0.13136 | 0 | 105.12 | 1 | 0
49.28 | 98.56 | 17.48 | 0.13136 | 0 | 93.76 | 0.2 | 4.8
48.2 | 96.4 | 11.23 | 0.12409 | 0 | 96.4 | 0.2 | 0
43.2 | 86.4 | 11.23 | 0.12409 | 0 | 86.4 | 0.2 | 0
42.4 | 84.8 | 11.23 | 0.12409 | 0 | 84.8 | 0.2 | 0
41.12 | 82.24 | 7.48 | 0.10336 | 4.8 | 82.24 | 0.91885 | 0
41.08 | 82.16 | 7.48 | 0.10336 | 0.54188 | 82.16 | 1 | 0
38.2 | 76.4 | 7.48 | 0.10336 | 0 | 76.4 | 1 | 0
18.84 | 37.68 | 7.48 | 0.10336 | 0 | 37.68 | 1 | 0
14.36 | 28.72 | 7.48 | 0.10336 | 0 | 28.72 | 1 | 0
18.08 | 36.16 | 7.48 | 0.10336 | 0 | 36.16 | 1 | 0
28.12 | 56.24 | 7.48 | 0.10336 | 0 | 56.24 | 1 | 0
27.96 | 55.92 | 7.48 | 0.10336 | 0 | 55.92 | 1 | 0
25.72 | 51.44 | 7.48 | 0.10336 | 0 | 51.44 | 1 | 0
27.28 | 54.56 | 7.48 | 0.10336 | 0 | 54.56 | 1 | 0
30.96 | 61.92 | 7.48 | 0.10336 | 0 | 61.92 | 1 | 0
34.16 | 68.32 | 7.48 | 0.10336 | 0 | 68.32 | 1 | 0
40.12 | 80.24 | 7.48 | 0.10336 | 0 | 80.24 | 1 | 0
39.48 | 78.96 | 7.48 | 0.10336 | 0 | 78.96 | 1 | 0
45.8 | 91.6 | 11.23 | 0.12409 | 0 | 91.6 | 1 | 0
55.44 | 110.88 | 11.23 | 0.12409 | 0 | 110.88 | 1 | 0
57.04 | 114.08 | 11.23 | 0.12409 | 0 | 114.08 | 1 | 0
52.64 | 105.28 | 17.48 | 0.13136 | 0 | 105.28 | 1 | 0
54.44 | 108.88 | 17.48 | 0.13136 | 0 | 108.88 | 1 | 0
56.24 | 112.48 | 17.48 | 0.13136 | 0 | 112.48 | 1 | 0
53.76 | 107.52 | 17.48 | 0.13136 | 0 | 102.72 | 0.2 | 4.8
54.44 | 108.88 | 11.23 | 0.12409 | 0 | 108.88 | 0.2 | 0
55.64 | 111.28 | 11.23 | 0.12409 | 0 | 111.28 | 0.2 | 0
52.4 | 104.8 | 11.23 | 0.12409 | 0 | 104.8 | 0.2 | 0
50.2 | 100.4 | 7.48 | 0.10336 | 4.8 | 100.4 | 0.91885 | 0
45.76 | 91.52 | 7.48 | 0.10336 | 0.54188 | 91.52 | 1 | 0
35.84 | 71.68 | 7.48 | 0.10336 | 0 | 71.68 | 1 | 0
15.24 | 30.48 | 7.48 | 0.10336 | 0 | 30.48 | 1 | 0
9.4 | 18.8 | 7.48 | 0.10336 | 0 | 18.8 | 1 | 0
12.88 | 25.76 | 7.48 | 0.10336 | 0 | 25.76 | 1 | 0
14.88 | 29.76 | 7.48 | 0.10336 | 0 | 29.76 | 1 | 0
18.44 | 36.88 | 7.48 | 0.10336 | 0 | 36.88 | 1 | 0
20.76 | 41.52 | 7.48 | 0.10336 | 0 | 41.52 | 1 | 0
18.44 | 36.88 | 7.48 | 0.10336 | 0 | 36.88 | 1 | 0
24.32 | 48.64 | 7.48 | 0.10336 | 0 | 48.64 | 1 | 0
30.16 | 60.32 | 7.48 | 0.10336 | 0 | 60.32 | 1 | 0
36.96 | 73.92 | 7.48 | 0.10336 | 0 | 73.92 | 1 | 0
41.04 | 82.08 | 7.48 | 0.10336 | 0 | 82.08 | 1 | 0
46.64 | 93.28 | 11.23 | 0.12409 | 0 | 93.28 | 1 | 0
48.2 | 96.4 | 11.23 | 0.12409 | 0 | 96.4 | 1 | 0
53.68 | 107.36 | 11.23 | 0.12409 | 0 | 107.36 | 1 | 0
59.52 | 119.04 | 17.48 | 0.13136 | 0 | 119.04 | 1 | 0
58.12 | 116.24 | 17.48 | 0.13136 | 0 | 116.24 | 1 | 0
57.72 | 115.44 | 17.48 | 0.13136 | 0 | 115.44 | 1 | 0
56.6 | 113.2 | 17.48 | 0.13136 | 0 | 108.4 | 0.2 | 4.8
57.16 | 114.32 | 11.23 | 0.12409 | 0 | 114.32 | 0.2 | 0
56.28 | 112.56 | 11.23 | 0.12409 | 0 | 112.56 | 0.2 | 0
55.84 | 111.68 | 11.23 | 0.12409 | 0 | 111.68 | 0.2 | 0
50.72 | 101.44 | 7.48 | 0.10336 | 4.8 | 101.44 | 0.91885 | 0
42.12 | 84.24 | 7.48 | 0.10336 | 0.54188 | 84.24 | 1 | 0
36.28 | 72.56 | 7.48 | 0.10336 | 0 | 72.56 | 1 | 0
15.2 | 30.4 | 7.48 | 0.10336 | 0 | 30.4 | 1 | 0
9.88 | 19.76 | 7.48 | 0.10336 | 0 | 19.76 | 1 | 0
13.28 | 26.56 | 7.48 | 0.10336 | 0 | 26.56 | 1 | 0
23.2 | 46.4 | 7.48 | 0.10336 | 0 | 46.4 | 1 | 0
25.04 | 50.08 | 7.48 | 0.10336 | 0 | 50.08 | 1 | 0
22.8 | 45.6 | 7.48 | 0.10336 | 0 | 45.6 | 1 | 0
27.8 | 55.6 | 7.48 | 0.10336 | 0 | 55.6 | 1 | 0
31.44 | 62.88 | 7.48 | 0.10336 | 0 | 62.88 | 1 | 0
34.56 | 69.12 | 7.48 | 0.10336 | 0 | 69.12 | 1 | 0
40.56 | 81.12 | 7.48 | 0.10336 | 0 | 81.12 | 1 | 0
50.28 | 100.56 | 7.48 | 0.10336 | 0 | 100.56 | 1 | 0
53.76 | 107.52 | 11.23 | 0.12409 | 0 | 107.52 | 1 | 0
59.76 | 119.52 | 11.23 | 0.12409 | 0 | 119.52 | 1 | 0
60.2 | 120.4 | 11.23 | 0.12409 | 0 | 120.4 | 1 | 0
60.84 | 121.68 | 17.48 | 0.13136 | 0 | 121.68 | 1 | 0
59.36 | 118.72 | 17.48 | 0.13136 | 0 | 118.72 | 1 | 0
58.24 | 116.48 | 17.48 | 0.13136 | 0 | 116.48 | 1 | 0
59.48 | 118.96 | 17.48 | 0.13136 | 0 | 116.56 | 0.6 | 2.4
62.2 | 124.4 | 11.23 | 0.12409 | 0 | 122.64 | 0.30667 | 1.76
61.64 | 123.28 | 11.23 | 0.12409 | 0 | 122.64 | 0.2 | 0.64
57.8 | 115.6 | 11.23 | 0.12409 | 0 | 115.6 | 0.2 | 0
56.04 | 112.08 | 7.48 | 0.10336 | 4.8 | 112.08 | 0.91885 | 0
44.72 | 89.44 | 7.48 | 0.10336 | 0.54188 | 89.44 | 1 | 0
37.16 | 74.32 | 7.48 | 0.10336 | 0 | 74.32 | 1 | 0
15.24 | 30.48 | 7.48 | 0.10336 | 0 | 30.48 | 1 | 0
9.48 | 18.96 | 7.48 | 0.10336 | 0 | 18.96 | 1 | 0
13.24 | 26.48 | 7.48 | 0.10336 | 0 | 26.48 | 1 | 0
15.88 | 31.76 | 7.48 | 0.10336 | 0 | 31.76 | 1 | 0
20.48 | 40.96 | 7.48 | 0.10336 | 0 | 40.96 | 1 | 0
29.2 | 58.4 | 7.48 | 0.10336 | 0 | 58.4 | 1 | 0
26.84 | 53.68 | 7.48 | 0.10336 | 0 | 53.68 | 1 | 0
28.92 | 57.84 | 7.48 | 0.10336 | 0 | 57.84 | 1 | 0
30.2 | 60.4 | 7.48 | 0.10336 | 0 | 60.4 | 1 | 0
42.96 | 85.92 | 7.48 | 0.10336 | 0 | 85.92 | 1 | 0
47.84 | 95.68 | 7.48 | 0.10336 | 0 | 95.68 | 1 | 0
48 | 96 | 11.23 | 0.12409 | 0 | 96 | 1 | 0
51.52 | 103.04 | 11.23 | 0.12409 | 0 | 103.04 | 1 | 0
57.24 | 114.48 | 11.23 | 0.12409 | 0 | 114.48 | 1 | 0
53.48 | 106.96 | 17.48 | 0.13136 | 0 | 106.96 | 1 | 0
57.24 | 114.48 | 17.48 | 0.13136 | 0 | 114.48 | 1 | 0
58.76 | 117.52 | 17.48 | 0.13136 | 0 | 117.52 | 1 | 0
58.64 | 117.28 | 17.48 | 0.13136 | 0 | 112.48 | 0.2 | 4.8
59.24 | 118.48 | 11.23 | 0.12409 | 0 | 118.48 | 0.2 | 0
54.76 | 109.52 | 11.23 | 0.12409 | 0 | 109.52 | 0.2 | 0
51.48 | 102.96 | 11.23 | 0.12409 | 0 | 102.96 | 0.2 | 0
49.6 | 99.2 | 7.48 | 0.10336 | 4.8 | 99.2 | 0.91885 | 0
48.84 | 97.68 | 7.48 | 0.10336 | 0.54188 | 97.68 | 1 | 0
37.24 | 74.48 | 7.48 | 0.10336 | 0 | 74.48 | 1 | 0
14.36 | 28.72 | 7.48 | 0.10336 | 0 | 28.72 | 1 | 0
8.88 | 17.76 | 7.48 | 0.10336 | 0 | 17.76 | 1 | 0
12.64 | 25.28 | 7.48 | 0.10336 | 0 | 25.28 | 1 | 0
14.68 | 29.36 | 7.48 | 0.10336 | 0 | 29.36 | 1 | 0
18.8 | 37.6 | 7.48 | 0.10336 | 0 | 37.6 | 1 | 0
23.6 | 47.2 | 7.48 | 0.10336 | 0 | 47.2 | 1 | 0
23.44 | 46.88 | 7.48 | 0.10336 | 0 | 46.88 | 1 | 0
29.44 | 58.88 | 7.48 | 0.10336 | 0 | 58.88 | 1 | 0
29.64 | 59.28 | 7.48 | 0.10336 | 0 | 59.28 | 1 | 0
38.28 | 76.56 | 7.48 | 0.10336 | 0 | 76.56 | 1 | 0
44.56 | 89.12 | 7.48 | 0.10336 | 0 | 89.12 | 1 | 0
48.44 | 96.88 | 7.48 | 0.10336 | 0 | 96.88 | 1 | 0
50.8 | 101.6 | 7.48 | 0.10336 | 0 | 101.6 | 1 | 0
50.04 | 100.08 | 7.48 | 0.10336 | 0 | 100.08 | 1 | 0
59.16 | 118.32 | 7.48 | 0.10336 | 0 | 118.32 | 1 | 0
57.36 | 114.72 | 7.48 | 0.10336 | 0 | 114.72 | 1 | 0
63.12 | 126.24 | 7.48 | 0.10336 | 0 | 126.24 | 1 | 0
62.24 | 124.48 | 7.48 | 0.10336 | 0 | 124.48 | 1 | 0
58.88 | 117.76 | 7.48 | 0.10336 | 0 | 117.76 | 1 | 0
55.92 | 111.84 | 7.48 | 0.10336 | 0 | 111.84 | 1 | 0
54.28 | 108.56 | 7.48 | 0.10336 | 0 | 108.56 | 1 | 0
43.16 | 86.32 | 7.48 | 0.10336 | 0 | 86.32 | 1 | 0
39.32 | 78.64 | 7.48 | 0.10336 | 0 | 78.64 | 1 | 0
33.8 | 67.6 | 7.48 | 0.10336 | 0 | 67.6 | 1 | 0
14.64 | 29.28 | 7.48 | 0.10336 | 0 | 29.28 | 1 | 0
9.48 | 18.96 | 7.48 | 0.10336 | 0 | 18.96 | 1 | 0
16.52 | 33.04 | 7.48 | 0.10336 | 0 | 33.04 | 1 | 0
16.84 | 33.68 | 7.48 | 0.10336 | 0 | 33.68 | 1 | 0
18.24 | 36.48 | 7.48 | 0.10336 | 0 | 36.48 | 1 | 0
15.52 | 31.04 | 7.48 | 0.10336 | 0 | 31.04 | 1 | 0
16.68 | 33.36 | 7.48 | 0.10336 | 0 | 33.36 | 1 | 0
16.4 | 32.8 | 7.48 | 0.10336 | 0 | 32.8 | 1 | 0
19.4 | 38.8 | 7.48 | 0.10336 | 0 | 38.8 | 1 | 0
21.8 | 43.6 | 7.48 | 0.10336 | 0 | 43.6 | 1 | 0
26.32 | 52.64 | 7.48 | 0.10336 | 0 | 52.64 | 1 | 0
32.16 | 64.32 | 7.48 | 0.10336 | 0 | 64.32 | 1 | 0
36.32 | 72.64 | 7.48 | 0.10336 | 0 | 72.64 | 1 | 0
36.96 | 73.92 | 7.48 | 0.10336 | 0 | 73.92 | 1 | 0
40.64 | 81.28 | 7.48 | 0.10336 | 0 | 81.28 | 1 | 0
40.88 | 81.76 | 7.48 | 0.10336 | 0 | 81.76 | 1 | 0
40.32 | 80.64 | 7.48 | 0.10336 | 0 | 80.64 | 1 | 0
42.2 | 84.4 | 7.48 | 0.10336 | 0 | 84.4 | 1 | 0
42.72 | 85.44 | 7.48 | 0.10336 | 0 | 85.44 | 1 | 0
41.56 | 83.12 | 7.48 | 0.10336 | 0 | 83.12 | 1 | 0
39.28 | 78.56 | 7.48 | 0.10336 | 0 | 78.56 | 1 | 0
37.76 | 75.52 | 7.48 | 0.10336 | 0 | 75.52 | 1 | 0
34.72 | 69.44 | 7.48 | 0.10336 | 0 | 69.44 | 1 | 0
29.6 | 59.2 | 7.48 | 0.10336 | 0 | 59.2 | 1 | 0
17.16 | 34.32 | 7.48 | 0.10336 | 0 | 34.32 | 1 | 0
10.76 | 21.52 | 7.48 | 0.10336 | 0 | 21.52 | 1 | 0
10.08 | 20.16 | 7.48 | 0.10336 | 0 | 20.16 | 1 | 0
12.2 | 24.4 | 7.48 | 0.10336 | 0 | 24.4 | 1 | 0
14.48 | 28.96 | 7.48 | 0.10336 | 0 | 28.96 | 1 | 0
15.72 | 31.44 | 7.48 | 0.10336 | 0 | 31.44 | 1 | 0
17.28 | 34.56 | 7.48 | 0.10336 | 0 | 34.56 | 1 | 0
16.64 | 33.28 | 7.48 | 0.10336 | 0 | 33.28 | 1 | 0
16.68 | 33.36 | 7.48 | 0.10336 | 0 | 33.36 | 1 | 0
20.96 | 41.92 | 7.48 | 0.10336 | 0 | 41.92 | 1 | 0
23.76 | 47.52 | 7.48 | 0.10336 | 0 | 47.52 | 1 | 0
26.4 | 52.8 | 11.23 | 0.12409 | 0 | 52.8 | 1 | 0
30.76 | 61.52 | 11.23 | 0.12409 | 0 | 61.52 | 1 | 0
37.08 | 74.16 | 11.23 | 0.12409 | 0 | 74.16 | 1 | 0
37.28 | 74.56 | 17.48 | 0.13136 | 0 | 74.56 | 1 | 0
39.4 | 78.8 | 17.48 | 0.13136 | 0 | 78.8 | 1 | 0
41.2 | 82.4 | 17.48 | 0.13136 | 0 | 82.4 | 1 | 0
44.08 | 88.16 | 17.48 | 0.13136 | 0 | 83.36 | 0.2 | 4.8
46.2 | 92.4 | 11.23 | 0.12409 | 0 | 92.4 | 0.2 | 0
37.68 | 75.36 | 11.23 | 0.12409 | 0 | 75.36 | 0.2 | 0
35.96 | 71.92 | 11.23 | 0.12409 | 0 | 71.92 | 0.2 | 0
32.2 | 64.4 | 7.48 | 0.10336 | 4.8 | 64.4 | 0.91885 | 0
24.68 | 49.36 | 7.48 | 0.10336 | 0.54188 | 49.36 | 1 | 0
24.12 | 48.24 | 7.48 | 0.10336 | 0 | 48.24 | 1 | 0
16.44 | 32.88 | 7.48 | 0.10336 | 0 | 32.88 | 1 | 0
14.04 | 28.08 | 7.48 | 0.10336 | 0 | 28.08 | 1 | 0
14.48 | 28.96 | 7.48 | 0.10336 | 0 | 28.96 | 1 | 0
12.76 | 25.52 | 7.48 | 0.10336 | 0 | 25.52 | 1 | 0
12.36 | 24.72 | 7.48 | 0.10336 | 0 | 24.72 | 1 | 0
14.56 | 29.12 | 7.48 | 0.10336 | 0 | 29.12 | 1 | 0
16.44 | 32.88 | 7.48 | 0.10336 | 0 | 32.88 | 1 | 0
22.84 | 45.68 | 7.48 | 0.10336 | 0 | 45.68 | 1 | 0
23.92 | 47.84 | 7.48 | 0.10336 | 0 | 47.84 | 1 | 0
28.24 | 56.48 | 7.48 | 0.10336 | 0 | 56.48 | 1 | 0
33.8 | 67.6 | 7.48 | 0.10336 | 0 | 67.6 | 1 | 0
38.32 | 76.64 | 11.23 | 0.12409 | 0 | 76.64 | 1 | 0
39.8 | 79.6 | 11.23 | 0.12409 | 0 | 79.6 | 1 | 0
35.84 | 71.68 | 11.23 | 0.12409 | 0 | 71.68 | 1 | 0
42.92 | 85.84 | 17.48 | 0.13136 | 0 | 85.84 | 1 | 0
46.4 | 92.8 | 17.48 | 0.13136 | 0 | 92.8 | 1 | 0
43.84 | 87.68 | 17.48 | 0.13136 | 0 | 87.68 | 1 | 0
41.6 | 83.2 | 17.48 | 0.13136 | 0 | 78.4 | 0.2 | 4.8
39.6 | 79.2 | 11.23 | 0.12409 | 0 | 79.2 | 0.2 | 0
44 | 88 | 11.23 | 0.12409 | 0 | 88 | 0.2 | 0
40.52 | 81.04 | 11.23 | 0.12409 | 0 | 81.04 | 0.2 | 0
39.64 | 79.28 | 7.48 | 0.10336 | 4.8 | 79.28 | 0.91885 | 0
38.92 | 77.84 | 7.48 | 0.10336 | 0.54188 | 77.84 | 1 | 0
23.08 | 46.16 | 7.48 | 0.10336 | 0 | 46.16 | 1 | 0
11 | 22 | 7.48 | 0.10336 | 0 | 22 | 1 | 0
9.44 | 18.88 | 7.48 | 0.10336 | 0 | 18.88 | 1 | 0
10.28 | 20.56 | 7.48 | 0.10336 | 0 | 20.56 | 1 | 0
11.2 | 22.4 | 7.48 | 0.10336 | 0 | 22.4 | 1 | 0
12.16 | 24.32 | 7.48 | 0.10336 | 0 | 24.32 | 1 | 0
14.16 | 28.32 | 7.48 | 0.10336 | 0 | 28.32 | 1 | 0
16.36 | 32.72 | 7.48 | 0.10336 | 0 | 32.72 | 1 | 0
22.16 | 44.32 | 7.48 | 0.10336 | 0 | 44.32 | 1 | 0
23.12 | 46.24 | 7.48 | 0.10336 | 0 | 46.24 | 1 | 0
29.08 | 58.16 | 7.48 | 0.10336 | 0 | 58.16 | 1 | 0
34.88 | 69.76 | 7.48 | 0.10336 | 0 | 69.76 | 1 | 0
43.12 | 86.24 | 11.23 | 0.12409 | 0 | 86.24 | 1 | 0
51.56 | 103.12 | 11.23 | 0.12409 | 0 | 103.12 | 1 | 0
54.24 | 108.48 | 11.23 | 0.12409 | 0 | 108.48 | 1 | 0
47.92 | 95.84 | 17.48 | 0.13136 | 0 | 95.84 | 1 | 0
47.16 | 94.32 | 17.48 | 0.13136 | 0 | 94.32 | 1 | 0
47.08 | 94.16 | 17.48 | 0.13136 | 0 | 94.16 | 1 | 0
49 | 98 | 17.48 | 0.13136 | 0 | 93.2 | 0.2 | 4.8
49.2 | 98.4 | 11.23 | 0.12409 | 0 | 98.4 | 0.2 | 0
47.04 | 94.08 | 11.23 | 0.12409 | 0 | 94.08 | 0.2 | 0
44.36 | 88.72 | 11.23 | 0.12409 | 0 | 88.72 | 0.2 | 0
45.32 | 90.64 | 7.48 | 0.10336 | 4.8 | 90.64 | 0.91885 | 0
41.04 | 82.08 | 7.48 | 0.10336 | 0.54188 | 82.08 | 1 | 0
31.36 | 62.72 | 7.48 | 0.10336 | 0 | 62.72 | 1 | 0
14.52 | 29.04 | 7.48 | 0.10336 | 0 | 29.04 | 1 | 0
9.64 | 19.28 | 7.48 | 0.10336 | 0 | 19.28 | 1 | 0
11 | 22 | 7.48 | 0.10336 | 0 | 22 | 1 | 0
11.32 | 22.64 | 7.48 | 0.10336 | 0 | 22.64 | 1 | 0
12 | 24 | 7.48 | 0.10336 | 0 | 24 | 1 | 0
14.32 | 28.64 | 7.48 | 0.10336 | 0 | 28.64 | 1 | 0
15.92 | 31.84 | 7.48 | 0.10336 | 0 | 31.84 | 1 | 0
22.2 | 44.4 | 7.48 | 0.10336 | 0 | 44.4 | 1 | 0
24.16 | 48.32 | 7.48 | 0.10336 | 0 | 48.32 | 1 | 0
32.08 | 64.16 | 7.48 | 0.10336 | 0 | 64.16 | 1 | 0
38.2 | 76.4 | 7.48 | 0.10336 | 0 | 76.4 | 1 | 0
46.84 | 93.68 | 11.23 | 0.12409 | 0 | 93.68 | 1 | 0
51.32 | 102.64 | 11.23 | 0.12409 | 0 | 102.64 | 1 | 0
52 | 104 | 11.23 | 0.12409 | 0 | 104 | 1 | 0
52.6 | 105.2 | 17.48 | 0.13136 | 0 | 105.2 | 1 | 0
50.24 | 100.48 | 17.48 | 0.13136 | 0 | 100.48 | 1 | 0
47.72 | 95.44 | 17.48 | 0.13136 | 0 | 95.44 | 1 | 0
49.28 | 98.56 | 17.48 | 0.13136 | 0 | 93.76 | 0.2 | 4.8
53.4 | 106.8 | 11.23 | 0.12409 | 0 | 106.8 | 0.2 | 0
51.84 | 103.68 | 11.23 | 0.12409 | 0 | 103.68 | 0.2 | 0
47.8 | 95.6 | 11.23 | 0.12409 | 0 | 95.6 | 0.2 | 0
45.28 | 90.56 | 7.48 | 0.10336 | 4.8 | 90.56 | 0.91885 | 0
40.72 | 81.44 | 7.48 | 0.10336 | 0.54188 | 81.44 | 1 | 0
32.4 | 64.8 | 7.48 | 0.10336 | 0 | 64.8 | 1 | 0
14.4 | 28.8 | 7.48 | 0.10336 | 0 | 28.8 | 1 | 0
9.32 | 18.64 | 7.48 | 0.10336 | 0 | 18.64 | 1 | 0
11.52 | 23.04 | 7.48 | 0.10336 | 0 | 23.04 | 1 | 0
12.32 | 24.64 | 7.48 | 0.10336 | 0 | 24.64 | 1 | 0
13.28 | 26.56 | 7.48 | 0.10336 | 0 | 26.56 | 1 | 0
15.68 | 31.36 | 7.48 | 0.10336 | 0 | 31.36 | 1 | 0
18.64 | 37.28 | 7.48 | 0.10336 | 0 | 37.28 | 1 | 0
28.92 | 57.84 | 7.48 | 0.10336 | 0 | 57.84 | 1 | 0
29.52 | 59.04 | 7.48 | 0.10336 | 0 | 59.04 | 1 | 0
27.64 | 55.28 | 7.48 | 0.10336 | 0 | 55.28 | 1 | 0
39.44 | 78.88 | 7.48 | 0.10336 | 0 | 78.88 | 1 | 0
42.56 | 85.12 | 11.23 | 0.12409 | 0 | 85.12 | 1 | 0
50 | 100 | 11.23 | 0.12409 | 0 | 100 | 1 | 0
48.36 | 96.72 | 11.23 | 0.12409 | 0 | 96.72 | 1 | 0
49.04 | 98.08 | 17.48 | 0.13136 | 0 | 98.08 | 1 | 0
51.6 | 103.2 | 17.48 | 0.13136 | 0 | 103.2 | 1 | 0
49.04 | 98.08 | 17.48 | 0.13136 | 0 | 98.08 | 1 | 0
49.04 | 98.08 | 17.48 | 0.13136 | 0 | 93.28 | 0.2 | 4.8
48.52 | 97.04 | 11.23 | 0.12409 | 0 | 97.04 | 0.2 | 0
50 | 100 | 11.23 | 0.12409 | 0 | 100 | 0.2 | 0
45.64 | 91.28 | 11.23 | 0.12409 | 0 | 91.28 | 0.2 | 0
44.2 | 88.4 | 7.48 | 0.10336 | 4.8 | 88.4 | 0.91885 | 0
41.64 | 83.28 | 7.48 | 0.10336 | 0.54188 | 83.28 | 1 | 0
30.44 | 60.88 | 7.48 | 0.10336 | 0 | 60.88 | 1 | 0
14.88 | 29.76 | 7.48 | 0.10336 | 0 | 29.76 | 1 | 0
9.12 | 18.24 | 7.48 | 0.10336 | 0 | 18.24 | 1 | 0
10.6 | 21.2 | 7.48 | 0.10336 | 0 | 21.2 | 1 | 0
11.68 | 23.36 | 7.48 | 0.10336 | 0 | 23.36 | 1 | 0
12.4 | 24.8 | 7.48 | 0.10336 | 0 | 24.8 | 1 | 0
14.84 | 29.68 | 7.48 | 0.10336 | 0 | 29.68 | 1 | 0
17 | 34 | 7.48 | 0.10336 | 0 | 34 | 1 | 0
23.04 | 46.08 | 7.48 | 0.10336 | 0 | 46.08 | 1 | 0
24 | 48 | 7.48 | 0.10336 | 0 | 48 | 1 | 0
34.8533 | 69.7067 | 7.48 | 0.10336 | 0 | 69.7067 | 1 | 0
40.3333 | 80.6667 | 7.48 | 0.10336 | 0 | 80.6667 | 1 | 0
45.1067 | 90.2133 | 7.48 | 0.10336 | 0 | 90.2133 | 1 | 0
53.4933 | 106.987 | 7.48 | 0.10336 | 0 | 106.987 | 1 | 0
52.1333 | 104.267 | 7.48 | 0.10336 | 0 | 104.267 | 1 | 0
55.1067 | 110.213 | 7.48 | 0.10336 | 0 | 110.213 | 1 | 0
56.56 | 113.12 | 7.48 | 0.10336 | 0 | 113.12 | 1 | 0
58.0133 | 116.027 | 7.48 | 0.10336 | 0 | 116.027 | 1 | 0
56.4533 | 112.907 | 7.48 | 0.10336 | 0 | 112.907 | 1 | 0
55.6133 | 111.227 | 7.48 | 0.10336 | 0 | 111.227 | 1 | 0
52.9867 | 105.973 | 7.48 | 0.10336 | 0 | 105.973 | 1 | 0
49.24 | 98.48 | 7.48 | 0.10336 | 0 | 98.48 | 1 | 0
45.04 | 90.08 | 7.48 | 0.10336 | 0 | 90.08 | 1 | 0
40.56 | 81.12 | 7.48 | 0.10336 | 0 | 81.12 | 1 | 0
29.76 | 59.52 | 7.48 | 0.10336 | 0 | 59.52 | 1 | 0
13.32 | 26.64 | 7.48 | 0.10336 | 0 | 26.64 | 1 | 0
12.04 | 24.08 | 7.48 | 0.10336 | 0 | 24.08 | 1 | 0
11.76 | 23.52 | 7.48 | 0.10336 | 0 | 23.52 | 1 | 0
10.96 | 21.92 | 7.48 | 0.10336 | 0 | 21.92 | 1 | 0
14.64 | 29.28 | 7.48 | 0.10336 | 0 | 29.28 | 1 | 0
15.56 | 31.12 | 7.48 | 0.10336 | 0 | 31.12 | 1 | 0
16.96 | 33.92 | 7.48 | 0.10336 | 0 | 33.92 | 1 | 0
18.16 | 36.32 | 7.48 | 0.10336 | 0 | 36.32 | 1 | 0
20.8 | 41.6 | 7.48 | 0.10336 | 0 | 41.6 | 1 | 0
25.32 | 50.64 | 7.48 | 0.10336 | 0 | 50.64 | 1 | 0
29.44 | 58.88 | 7.48 | 0.10336 | 0 | 58.88 | 1 | 0
32.48 | 64.96 | 7.48 | 0.10336 | 0 | 64.96 | 1 | 0
40.88 | 81.76 | 7.48 | 0.10336 | 0 | 81.76 | 1 | 0
46.52 | 93.04 | 7.48 | 0.10336 | 0 | 93.04 | 1 | 0
49.28 | 98.56 | 7.48 | 0.10336 | 0 | 98.56 | 1 | 0
41.76 | 83.52 | 7.48 | 0.10336 | 0 | 83.52 | 1 | 0
43.48 | 86.96 | 7.48 | 0.10336 | 0 | 86.96 | 1 | 0
42.32 | 84.64 | 7.48 | 0.10336 | 0 | 84.64 | 1 | 0
42.76 | 85.52 | 7.48 | 0.10336 | 0 | 85.52 | 1 | 0
36.68 | 73.36 | 7.48 | 0.10336 | 0 | 73.36 | 1 | 0
33 | 66 | 7.48 | 0.10336 | 0 | 66 | 1 | 0
29.92 | 59.84 | 7.48 | 0.10336 | 0 | 59.84 | 1 | 0
27.64 | 55.28 | 7.48 | 0.10336 | 0 | 55.28 | 1 | 0
27.44 | 54.88 | 7.48 | 0.10336 | 0 | 54.88 | 1 | 0
15.76 | 31.52 | 7.48 | 0.10336 | 0 | 31.52 | 1 | 0
13.44 | 26.88 | 7.48 | 0.10336 | 0 | 26.88 | 1 | 0
14.92 | 29.84 | 7.48 | 0.10336 | 0 | 29.84 | 1 | 0
12.04 | 24.08 | 7.48 | 0.10336 | 0 | 24.08 | 1 | 0
11.64 | 23.28 | 7.48 | 0.10336 | 0 | 23.28 | 1 | 0
14.08 | 28.16 | 7.48 | 0.10336 | 0 | 28.16 | 1 | 0
16.16 | 32.32 | 7.48 | 0.10336 | 0 | 32.32 | 1 | 0
16.16 | 32.32 | 7.48 | 0.10336 | 0 | 32.32 | 1 | 0
15.56 | 31.12 | 7.48 | 0.10336 | 0 | 31.12 | 1 | 0
20.32 | 40.64 | 7.48 | 0.10336 | 0 | 40.64 | 1 | 0
27.08 | 54.16 | 7.48 | 0.10336 | 0 | 54.16 | 1 | 0
27.16 | 54.32 | 11.23 | 0.12409 | 0 | 54.32 | 1 | 0
34.12 | 68.24 | 11.23 | 0.12409 | 0 | 68.24 | 1 | 0
39.88 | 79.76 | 11.23 | 0.12409 | 0 | 79.76 | 1 | 0
46.72 | 93.44 | 17.48 | 0.13136 | 0 | 93.44 | 1 | 0
39.76 | 79.52 | 17.48 | 0.13136 | 0 | 79.52 | 1 | 0
40.44 | 80.88 | 17.48 | 0.13136 | 0 | 80.88 | 1 | 0
39.64 | 79.28 | 17.48 | 0.13136 | 0 | 74.48 | 0.2 | 4.8
40.96 | 81.92 | 11.23 | 0.12409 | 0 | 81.92 | 0.2 | 0
38.84 | 77.68 | 11.23 | 0.12409 | 0 | 77.68 | 0.2 | 0
32.08 | 64.16 | 11.23 | 0.12409 | 0 | 64.16 | 0.2 | 0
31.28 | 62.56 | 7.48 | 0.10336 | 4.8 | 62.56 | 0.91885 | 0
32.32 | 64.64 | 7.48 | 0.10336 | 0.54188 | 64.64 | 1 | 0
28.36 | 56.72 | 7.48 | 0.10336 | 0 | 56.72 | 1 | 0
13.28 | 26.56 | 7.48 | 0.10336 | 0 | 26.56 | 1 | 0
8.96 | 17.92 | 7.48 | 0.10336 | 0 | 17.92 | 1 | 0
10.84 | 21.68 | 7.48 | 0.10336 | 0 | 21.68 | 1 | 0
11.24 | 22.48 | 7.48 | 0.10336 | 0 | 22.48 | 1 | 0
11.36 | 22.72 | 7.48 | 0.10336 | 0 | 22.72 | 1 | 0
14.2 | 28.4 | 7.48 | 0.10336 | 0 | 28.4 | 1 | 0
16.04 | 32.08 | 7.48 | 0.10336 | 0 | 32.08 | 1 | 0
22.36 | 44.72 | 7.48 | 0.10336 | 0 | 44.72 | 1 | 0
21.28 | 42.56 | 7.48 | 0.10336 | 0 | 42.56 | 1 | 0
27.64 | 55.28 | 7.48 | 0.10336 | 0 | 55.28 | 1 | 0
36.4 | 72.8 | 7.48 | 0.10336 | 0 | 72.8 | 1 | 0
32.4 | 64.8 | 11.23 | 0.12409 | 0 | 64.8 | 1 | 0
34.48 | 68.96 | 11.23 | 0.12409 | 0 | 68.96 | 1 | 0
46.92 | 93.84 | 11.23 | 0.12409 | 0 | 93.84 | 1 | 0
46.76 | 93.52 | 17.48 | 0.13136 | 0 | 93.52 | 1 | 0
45.08 | 90.16 | 17.48 | 0.13136 | 0 | 90.16 | 1 | 0
47.56 | 95.12 | 17.48 | 0.13136 | 0 | 95.12 | 1 | 0
49.44 | 98.88 | 17.48 | 0.13136 | 0 | 94.08 | 0.2 | 4.8
52.04 | 104.08 | 11.23 | 0.12409 | 0 | 104.08 | 0.2 | 0
56.08 | 112.16 | 11.23 | 0.12409 | 0 | 112.16 | 0.2 | 0
50.96 | 101.92 | 11.23 | 0.12409 | 0 | 101.92 | 0.2 | 0
46.92 | 93.84 | 7.48 | 0.10336 | 4.8 | 93.84 | 0.91885 | 0
45.72 | 91.44 | 7.48 | 0.10336 | 0.54188 | 91.44 | 1 | 0
35.72 | 71.44 | 7.48 | 0.10336 | 0 | 71.44 | 1 | 0
14.76 | 29.52 | 7.48 | 0.10336 | 0 | 29.52 | 1 | 0
9.44 | 18.88 | 7.48 | 0.10336 | 0 | 18.88 | 1 | 0
11.72 | 23.44 | 7.48 | 0.10336 | 0 | 23.44 | 1 | 0
12.36 | 24.72 | 7.48 | 0.10336 | 0 | 24.72 | 1 | 0
13.56 | 27.12 | 7.48 | 0.10336 | 0 | 27.12 | 1 | 0
14.84 | 29.68 | 7.48 | 0.10336 | 0 | 29.68 | 1 | 0
16.28 | 32.56 | 7.48 | 0.10336 | 0 | 32.56 | 1 | 0
21.68 | 43.36 | 7.48 | 0.10336 | 0 | 43.36 | 1 | 0
23.36 | 46.72 | 7.48 | 0.10336 | 0 | 46.72 | 1 | 0
35.64 | 71.28 | 7.48 | 0.10336 | 0 | 71.28 | 1 | 0
42.68 | 85.36 | 7.48 | 0.10336 | 0 | 85.36 | 1 | 0
47.88 | 95.76 | 11.23 | 0.12409 | 0 | 95.76 | 1 | 0
60.2 | 120.4 | 11.23 | 0.12409 | 0 | 120.4 | 1 | 0
58.32 | 116.64 | 11.23 | 0.12409 | 0 | 116.64 | 1 | 0
53.8 | 107.6 | 17.48 | 0.13136 | 0 | 107.6 | 1 | 0
54.76 | 109.52 | 17.48 | 0.13136 | 0 | 109.52 | 1 | 0
58.8 | 117.6 | 17.48 | 0.13136 | 0 | 117.6 | 1 | 0
59.2 | 118.4 | 17.48 | 0.13136 | 0 | 113.6 | 0.2 | 4.8
59.08 | 118.16 | 11.23 | 0.12409 | 0 | 118.16 | 0.2 | 0
58.4 | 116.8 | 11.23 | 0.12409 | 0 | 116.8 | 0.2 | 0
53.96 | 107.92 | 11.23 | 0.12409 | 0 | 107.92 | 0.2 | 0
49.2 | 98.4 | 7.48 | 0.10336 | 4.8 | 98.4 | 0.91885 | 0
44.52 | 89.04 | 7.48 | 0.10336 | 0.54188 | 89.04 | 1 | 0
32.88 | 65.76 | 7.48 | 0.10336 | 0 | 65.76 | 1 | 0
15.08 | 30.16 | 7.48 | 0.10336 | 0 | 30.16 | 1 | 0
9.48 | 18.96 | 7.48 | 0.10336 | 0 | 18.96 | 1 | 0
16.36 | 32.72 | 7.48 | 0.10336 | 0 | 32.72 | 1 | 0
14.24 | 28.48 | 7.48 | 0.10336 | 0 | 28.48 | 1 | 0
16.08 | 32.16 | 7.48 | 0.10336 | 0 | 32.16 | 1 | 0
17.2 | 34.4 | 7.48 | 0.10336 | 0 | 34.4 | 1 | 0
19.2 | 38.4 | 7.48 | 0.10336 | 0 | 38.4 | 1 | 0
25.6 | 51.2 | 7.48 | 0.10336 | 0 | 51.2 | 1 | 0
26.84 | 53.68 | 7.48 | 0.10336 | 0 | 53.68 | 1 | 0
29.44 | 58.88 | 7.48 | 0.10336 | 0 | 58.88 | 1 | 0
34.12 | 68.24 | 7.48 | 0.10336 | 0 | 68.24 | 1 | 0
42.88 | 85.76 | 11.23 | 0.12409 | 0 | 85.76 | 1 | 0
48.12 | 96.24 | 11.23 | 0.12409 | 0 | 96.24 | 1 | 0
48.84 | 97.68 | 11.23 | 0.12409 | 0 | 97.68 | 1 | 0
53.44 | 106.88 | 17.48 | 0.13136 | 0 | 106.88 | 1 | 0
48.76 | 97.52 | 17.48 | 0.13136 | 0 | 97.52 | 1 | 0
47.72 | 95.44 | 17.48 | 0.13136 | 0 | 95.44 | 1 | 0
45.92 | 91.84 | 17.48 | 0.13136 | 0 | 87.04 | 0.2 | 4.8
48.76 | 97.52 | 11.23 | 0.12409 | 0 | 97.52 | 0.2 | 0
48.8 | 97.6 | 11.23 | 0.12409 | 0 | 97.6 | 0.2 | 0
45.92 | 91.84 | 11.23 | 0.12409 | 0 | 91.84 | 0.2 | 0
43.08 | 86.16 | 7.48 | 0.10336 | 4.8 | 86.16 | 0.91885 | 0
38.28 | 76.56 | 7.48 | 0.10336 | 0.54188 | 76.56 | 1 | 0
30.6 | 61.2 | 7.48 | 0.10336 | 0 | 61.2 | 1 | 0
13.64 | 27.28 | 7.48 | 0.10336 | 0 | 27.28 | 1 | 0
9.96 | 19.92 | 7.48 | 0.10336 | 0 | 19.92 | 1 | 0
12.2 | 24.4 | 7.48 | 0.10336 | 0 | 24.4 | 1 | 0
13.56 | 27.12 | 7.48 | 0.10336 | 0 | 27.12 | 1 | 0
16.32 | 32.64 | 7.48 | 0.10336 | 0 | 32.64 | 1 | 0
16.72 | 33.44 | 7.48 | 0.10336 | 0 | 33.44 | 1 | 0
17.64 | 35.28 | 7.48 | 0.10336 | 0 | 35.28 | 1 | 0
23.44 | 46.88 | 7.48 | 0.10336 | 0 | 46.88 | 1 | 0
24.52 | 49.04 | 7.48 | 0.10336 | 0 | 49.04 | 1 | 0
26.96 | 53.92 | 7.48 | 0.10336 | 0 | 53.92 | 1 | 0
37.04 | 74.08 | 7.48 | 0.10336 | 0 | 74.08 | 1 | 0
39.04 | 78.08 | 11.23 | 0.12409 | 0 | 78.08 | 1 | 0
42.6 | 85.2 | 11.23 | 0.12409 | 0 | 85.2 | 1 | 0
47.52 | 95.04 | 11.23 | 0.12409 | 0 | 95.04 | 1 | 0
51.32 | 102.64 | 17.48 | 0.13136 | 0 | 102.64 | 1 | 0
48.28 | 96.56 | 17.48 | 0.13136 | 0 | 96.56 | 1 | 0
43.64 | 87.28 | 17.48 | 0.13136 | 0 | 87.28 | 1 | 0
44.6 | 89.2 | 17.48 | 0.13136 | 0 | 84.4 | 0.2 | 4.8
43.12 | 86.24 | 11.23 | 0.12409 | 0 | 86.24 | 0.2 | 0
42.68 | 85.36 | 11.23 | 0.12409 | 0 | 85.36 | 0.2 | 0
41.36 | 82.72 | 11.23 | 0.12409 | 0 | 82.72 | 0.2 | 0
38.36 | 76.72 | 7.48 | 0.10336 | 4.8 | 76.72 | 0.91885 | 0
34.28 | 68.56 | 7.48 | 0.10336 | 0.54188 | 68.56 | 1 | 0
22.32 | 44.64 | 7.48 | 0.10336 | 0 | 44.64 | 1 | 0
10.96 | 21.92 | 7.48 | 0.10336 | 0 | 21.92 | 1 | 0
9.44 | 18.88 | 7.48 | 0.10336 | 0 | 18.88 | 1 | 0
10.08 | 20.16 | 7.48 | 0.10336 | 0 | 20.16 | 1 | 0
10.8 | 21.6 | 7.48 | 0.10336 | 0 | 21.6 | 1 | 0
12.04 | 24.08 | 7.48 | 0.10336 | 0 | 24.08 | 1 | 0
14.28 | 28.56 | 7.48 | 0.10336 | 0 | 28.56 | 1 | 0
17.48 | 34.96 | 7.48 | 0.10336 | 0 | 34.96 | 1 | 0
22.68 | 45.36 | 7.48 | 0.10336 | 0 | 45.36 | 1 | 0
24.12 | 48.24 | 7.48 | 0.10336 | 0 | 48.24 | 1 | 0
25.08 | 50.16 | 7.48 | 0.10336 | 0 | 50.16 | 1 | 0
30.16 | 60.32 | 7.48 | 0.10336 | 0 | 60.32 | 1 | 0
47.6 | 95.2 | 7.48 | 0.10336 | 0 | 95.2 | 1 | 0
55.28 | 110.56 | 7.48 | 0.10336 | 0 | 110.56 | 1 | 0
46.2 | 92.4 | 7.48 | 0.10336 | 0 | 92.4 | 1 | 0
47.88 | 95.76 | 7.48 | 0.10336 | 0 | 95.76 | 1 | 0
51.52 | 103.04 | 7.48 | 0.10336 | 0 | 103.04 | 1 | 0
51.68 | 103.36 | 7.48 | 0.10336 | 0 | 103.36 | 1 | 0
48.88 | 97.76 | 7.48 | 0.10336 | 0 | 97.76 | 1 | 0
49.92 | 99.84 | 7.48 | 0.10336 | 0 | 99.84 | 1 | 0
47.12 | 94.24 | 7.48 | 0.10336 | 0 | 94.24 | 1 | 0
44.64 | 89.28 | 7.48 | 0.10336 | 0 | 89.28 | 1 | 0
42.08 | 84.16 | 7.48 | 0.10336 | 0 | 84.16 | 1 | 0
40.12 | 80.24 | 7.48 | 0.10336 | 0 | 80.24 | 1 | 0
36.04 | 72.08 | 7.48 | 0.10336 | 0 | 72.08 | 1 | 0
19.16 | 38.32 | 7.48 | 0.10336 | 0 | 38.32 | 1 | 0
14.04 | 28.08 | 7.48 | 0.10336 | 0 | 28.08 | 1 | 0
15.48 | 30.96 | 7.48 | 0.10336 | 0 | 30.96 | 1 | 0
15.4 | 30.8 | 7.48 | 0.10336 | 0 | 30.8 | 1 | 0
16.92 | 33.84 | 7.48 | 0.10336 | 0 | 33.84 | 1 | 0
19.4 | 38.8 | 7.48 | 0.10336 | 0 | 38.8 | 1 | 0
18.8 | 37.6 | 7.48 | 0.10336 | 0 | 37.6 | 1 | 0
17.28 | 34.56 | 7.48 | 0.10336 | 0 | 34.56 | 1 | 0
21.56 | 43.12 | 7.48 | 0.10336 | 0 | 43.12 | 1 | 0
22.56 | 45.12 | 7.48 | 0.10336 | 0 | 45.12 | 1 | 0
32.16 | 64.32 | 7.48 | 0.10336 | 0 | 64.32 | 1 | 0
46.48 | 92.96 | 7.48 | 0.10336 | 0 | 92.96 | 1 | 0
44.4 | 88.8 | 7.48 | 0.10336 | 0 | 88.8 | 1 | 0
47.08 | 94.16 | 7.48 | 0.10336 | 0 | 94.16 | 1 | 0
43.36 | 86.72 | 7.48 | 0.10336 | 0 | 86.72 | 1 | 0
42.64 | 85.28 | 7.48 | 0.10336 | 0 | 85.28 | 1 | 0
46.52 | 93.04 | 7.48 | 0.10336 | 0 | 93.04 | 1 | 0
49.2 | 98.4 | 7.48 | 0.10336 | 0 | 98.4 | 1 | 0
52.68 | 105.36 | 7.48 | 0.10336 | 0 | 105.36 | 1 | 0
40.72 | 81.44 | 7.48 | 0.10336 | 0 | 81.44 | 1 | 0
38.6 | 77.2 | 7.48 | 0.10336 | 0 | 77.2 | 1 | 0
35 | 70 | 7.48 | 0.10336 | 0 | 70 | 1 | 0
34.96 | 69.92 | 7.48 | 0.10336 | 0 | 69.92 | 1 | 0
36.96 | 73.92 | 7.48 | 0.10336 | 0 | 73.92 | 1 | 0
19 | 38 | 7.48 | 0.10336 | 0 | 38 | 1 | 0
12.8 | 25.6 | 7.48 | 0.10336 | 0 | 25.6 | 1 | 0
10.92 | 21.84 | 7.48 | 0.10336 | 0 | 21.84 | 1 | 0
11.28 | 22.56 | 7.48 | 0.10336 | 0 | 22.56 | 1 | 0
12.64 | 25.28 | 7.48 | 0.10336 | 0 | 25.28 | 1 | 0
14.96 | 29.92 | 7.48 | 0.10336 | 0 | 29.92 | 1 | 0
16 | 32 | 7.48 | 0.10336 | 0 | 32 | 1 | 0
16.16 | 32.32 | 7.48 | 0.10336 | 0 | 32.32 | 1 | 0
16.92 | 33.84 | 7.48 | 0.10336 | 0 | 33.84 | 1 | 0
26.2 | 52.4 | 7.48 | 0.10336 | 0 | 52.4 | 1 | 0
33.8 | 67.6 | 7.48 | 0.10336 | 0 | 67.6 | 1 | 0
39 | 78 | 11.23 | 0.12409 | 0 | 78 | 1 | 0
51.36 | 102.72 | 11.23 | 0.12409 | 0 | 102.72 | 1 | 0
47.12 | 94.24 | 11.23 | 0.12409 | 0 | 94.24 | 1 | 0
43.48 | 86.96 | 17.48 | 0.13136 | 0 | 86.96 | 1 | 0
47.16 | 94.32 | 17.48 | 0.13136 | 0 | 94.32 | 1 | 0
50 | 100 | 17.48 | 0.13136 | 0 | 100 | 1 | 0
50.56 | 101.12 | 17.48 | 0.13136 | 0 | 96.32 | 0.2 | 4.8
48.44 | 96.88 | 11.23 | 0.12409 | 0 | 96.88 | 0.2 | 0
42.08 | 84.16 | 11.23 | 0.12409 | 0 | 84.16 | 0.2 | 0
35.32 | 70.64 | 11.23 | 0.12409 | 0 | 70.64 | 0.2 | 0
33.12 | 66.24 | 7.48 | 0.10336 | 4.8 | 66.24 | 0.91885 | 0
34.2 | 68.4 | 7.48 | 0.10336 | 0.54188 | 68.4 | 1 | 0
32 | 64 | 7.48 | 0.10336 | 0 | 64 | 1 | 0
14.56 | 29.12 | 7.48 | 0.10336 | 0 | 29.12 | 1 | 0
9.48 | 18.96 | 7.48 | 0.10336 | 0 | 18.96 | 1 | 0
11.2 | 22.4 | 7.48 | 0.10336 | 0 | 22.4 | 1 | 0
11.6 | 23.2 | 7.48 | 0.10336 | 0 | 23.2 | 1 | 0
15.48 | 30.96 | 7.48 | 0.10336 | 0 | 30.96 | 1 | 0
15.68 | 31.36 | 7.48 | 0.10336 | 0 | 31.36 | 1 | 0
19.28 | 38.56 | 7.48 | 0.10336 | 0 | 38.56 | 1 | 0
22.76 | 45.52 | 7.48 | 0.10336 | 0 | 45.52 | 1 | 0
21.64 | 43.28 | 7.48 | 0.10336 | 0 | 43.28 | 1 | 0
30.4 | 60.8 | 7.48 | 0.10336 | 0 | 60.8 | 1 | 0
46.28 | 92.56 | 7.48 | 0.10336 | 0 | 92.56 | 1 | 0
55.84 | 111.68 | 11.23 | 0.12409 | 0 | 111.68 | 1 | 0
63.72 | 127.44 | 11.23 | 0.12409 | 0 | 122.64 | 0.2 | 4.8
58.28 | 116.56 | 11.23 | 0.12409 | 0 | 116.56 | 0.2 | 0
58.16 | 116.32 | 17.48 | 0.13136 | 0 | 116.32 | 0.2 | 0
58.32 | 116.64 | 17.48 | 0.13136 | 0 | 116.64 | 0.2 | 0
58.56 | 117.12 | 17.48 | 0.13136 | 0 | 117.12 | 0.2 | 0
51.5333 | 103.067 | 17.48 | 0.13136 | 0 | 103.067 | 0.2 | 0
48.6933 | 97.3867 | 11.23 | 0.12409 | 0 | 97.3867 | 0.2 | 0
51.9067 | 103.813 | 11.23 | 0.12409 | 0 | 103.813 | 0.2 | 0
47.96 | 95.92 | 11.23 | 0.12409 | 0 | 95.92 | 0.2 | 0
49.3333 | 98.6667 | 7.48 | 0.10336 | 4.8 | 98.6667 | 0.91885 | 0
47.16 | 94.32 | 7.48 | 0.10336 | 0.54188 | 94.32 | 1 | 0
35.6 | 71.2 | 7.48 | 0.10336 | 0 | 71.2 | 1 | 0
14.6 | 29.2 | 7.48 | 0.10336 | 0 | 29.2 | 1 | 0
11.2 | 22.4 | 7.48 | 0.10336 | 0 | 22.4 | 1 | 0
17.64 | 35.28 | 7.48 | 0.10336 | 0 | 35.28 | 1 | 0
18.16 | 36.32 | 7.48 | 0.10336 | 0 | 36.32 | 1 | 0
19.6 | 39.2 | 7.48 | 0.10336 | 0 | 39.2 | 1 | 0
20.84 | 41.68 | 7.48 | 0.10336 | 0 | 41.68 | 1 | 0
23.2 | 46.4 | 7.48 | 0.10336 | 0 | 46.4 | 1 | 0
25.72 | 51.44 | 7.48 | 0.10336 | 0 | 51.44 | 1 | 0
25.76 | 51.52 | 7.48 | 0.10336 | 0 | 51.52 | 1 | 0
39.36 | 78.72 | 7.48 | 0.10336 | 0 | 78.72 | 1 | 0
44.96 | 89.92 | 7.48 | 0.10336 | 0 | 89.92 | 1 | 0
48.28 | 96.56 | 11.23 | 0.12409 | 0 | 96.56 | 1 | 0
54.6 | 109.2 | 11.23 | 0.12409 | 0 | 109.2 | 1 | 0
51.36 | 102.72 | 11.23 | 0.12409 | 0 | 102.72 | 1 | 0
56.72 | 113.44 | 17.48 | 0.13136 | 0 | 113.44 | 1 | 0
53.76 | 107.52 | 17.48 | 0.13136 | 0 | 107.52 | 1 | 0
49.44 | 98.88 | 17.48 | 0.13136 | 0 | 98.88 | 1 | 0
47.92 | 95.84 | 17.48 | 0.13136 | 0 | 91.04 | 0.2 | 4.8
51.24 | 102.48 | 11.23 | 0.12409 | 0 | 102.48 | 0.2 | 0
50.56 | 101.12 | 11.23 | 0.12409 | 0 | 101.12 | 0.2 | 0
47.4 | 94.8 | 11.23 | 0.12409 | 0 | 94.8 | 0.2 | 0
45.56 | 91.12 | 7.48 | 0.10336 | 4.8 | 91.12 | 0.91885 | 0
41.4 | 82.8 | 7.48 | 0.10336 | 0.54188 | 82.8 | 1 | 0
31.52 | 63.04 | 7.48 | 0.10336 | 0 | 63.04 | 1 | 0
13.44 | 26.88 | 7.48 | 0.10336 | 0 | 26.88 | 1 | 0
9.36 | 18.72 | 7.48 | 0.10336 | 0 | 18.72 | 1 | 0
10.68 | 21.36 | 7.48 | 0.10336 | 0 | 21.36 | 1 | 0
10.84 | 21.68 | 7.48 | 0.10336 | 0 | 21.68 | 1 | 0
12.16 | 24.32 | 7.48 | 0.10336 | 0 | 24.32 | 1 | 0
14.36 | 28.72 | 7.48 | 0.10336 | 0 | 28.72 | 1 | 0
16.72 | 33.44 | 7.48 | 0.10336 | 0 | 33.44 | 1 | 0
22.36 | 44.72 | 7.48 | 0.10336 | 0 | 44.72 | 1 | 0
28.2 | 56.4 | 7.48 | 0.10336 | 0 | 56.4 | 1 | 0
31.2 | 62.4 | 7.48 | 0.10336 | 0 | 62.4 | 1 | 0
33.64 | 67.28 | 7.48 | 0.10336 | 0 | 67.28 | 1 | 0
39.08 | 78.16 | 11.23 | 0.12409 | 0 | 78.16 | 1 | 0
45.08 | 90.16 | 11.23 | 0.12409 | 0 | 90.16 | 1 | 0
47.4 | 94.8 | 11.23 | 0.12409 | 0 | 94.8 | 1 | 0
50.92 | 101.84 | 17.48 | 0.13136 | 0 | 101.84 | 1 | 0
48.88 | 97.76 | 17.48 | 0.13136 | 0 | 97.76 | 1 | 0
48.72 | 97.44 | 17.48 | 0.13136 | 0 | 97.44 | 1 | 0
45.12 | 90.24 | 17.48 | 0.13136 | 0 | 85.44 | 0.2 | 4.8
46.64 | 93.28 | 11.23 | 0.12409 | 0 | 93.28 | 0.2 | 0
47.04 | 94.08 | 11.23 | 0.12409 | 0 | 94.08 | 0.2 | 0
42 | 84 | 11.23 | 0.12409 | 0 | 84 | 0.2 | 0
41.56 | 83.12 | 7.48 | 0.10336 | 4.8 | 83.12 | 0.91885 | 0
35.12 | 70.24 | 7.48 | 0.10336 | 0.54188 | 70.24 | 1 | 0
31.12 | 62.24 | 7.48 | 0.10336 | 0 | 62.24 | 1 | 0
13.16 | 26.32 | 7.48 | 0.10336 | 0 | 26.32 | 1 | 0
9.24 | 18.48 | 7.48 | 0.10336 | 0 | 18.48 | 1 | 0
11.24 | 22.48 | 7.48 | 0.10336 | 0 | 22.48 | 1 | 0
12.52 | 25.04 | 7.48 | 0.10336 | 0 | 25.04 | 1 | 0
16.28 | 32.56 | 7.48 | 0.10336 | 0 | 32.56 | 1 | 0
17.32 | 34.64 | 7.48 | 0.10336 | 0 | 34.64 | 1 | 0
18.96 | 37.92 | 7.48 | 0.10336 | 0 | 37.92 | 1 | 0
27.6 | 55.2 | 7.48 | 0.10336 | 0 | 55.2 | 1 | 0
32.76 | 65.52 | 7.48 | 0.10336 | 0 | 65.52 | 1 | 0
38.44 | 76.88 | 7.48 | 0.10336 | 0 | 76.88 | 1 | 0
43.32 | 86.64 | 7.48 | 0.10336 | 0 | 86.64 | 1 | 0
44.6 | 89.2 | 11.23 | 0.12409 | 0 | 89.2 | 1 | 0
57.92 | 115.84 | 11.23 | 0.12409 | 0 | 115.84 | 1 | 0
49.64 | 99.28 | 11.23 | 0.12409 | 0 | 99.28 | 1 | 0
46.64 | 93.28 | 17.48 | 0.13136 | 0 | 93.28 | 1 | 0
51.92 | 103.84 | 17.48 | 0.13136 | 0 | 103.84 | 1 | 0
50.28 | 100.56 | 17.48 | 0.13136 | 0 | 100.56 | 1 | 0
49.76 | 99.52 | 17.48 | 0.13136 | 0 | 94.72 | 0.2 | 4.8
46.84 | 93.68 | 11.23 | 0.12409 | 0 | 93.68 | 0.2 | 0
45.56 | 91.12 | 11.23 | 0.12409 | 0 | 91.12 | 0.2 | 0
41.8 | 83.6 | 11.23 | 0.12409 | 0 | 83.6 | 0.2 | 0
41.64 | 83.28 | 7.48 | 0.10336 | 4.8 | 83.28 | 0.91885 | 0
41.56 | 83.12 | 7.48 | 0.10336 | 0.54188 | 83.12 | 1 | 0
33.24 | 66.48 | 7.48 | 0.10336 | 0 | 66.48 | 1 | 0
14.2 | 28.4 | 7.48 | 0.10336 | 0 | 28.4 | 1 | 0
9.36 | 18.72 | 7.48 | 0.10336 | 0 | 18.72 | 1 | 0
10.64 | 21.28 | 7.48 | 0.10336 | 0 | 21.28 | 1 | 0
11.04 | 22.08 | 7.48 | 0.10336 | 0 | 22.08 | 1 | 0
12.56 | 25.12 | 7.48 | 0.10336 | 0 | 25.12 | 1 | 0
14.64 | 29.28 | 7.48 | 0.10336 | 0 | 29.28 | 1 | 0
16.16 | 32.32 | 7.48 | 0.10336 | 0 | 32.32 | 1 | 0
22.52 | 45.04 | 7.48 | 0.10336 | 0 | 45.04 | 1 | 0
24.08 | 48.16 | 7.48 | 0.10336 | 0 | 48.16 | 1 | 0
25.48 | 50.96 | 7.48 | 0.10336 | 0 | 50.96 | 1 | 0
38.72 | 77.44 | 7.48 | 0.10336 | 0 | 77.44 | 1 | 0
51.76 | 103.52 | 7.48 | 0.10336 | 0 | 103.52 | 1 | 0
50.56 | 101.12 | 7.48 | 0.10336 | 0 | 101.12 | 1 | 0
53.04 | 106.08 | 7.48 | 0.10336 | 0 | 106.08 | 1 | 0
53.68 | 107.36 | 7.48 | 0.10336 | 0 | 107.36 | 1 | 0
55.24 | 110.48 | 7.48 | 0.10336 | 0 | 110.48 | 1 | 0
53.28 | 106.56 | 7.48 | 0.10336 | 0 | 106.56 | 1 | 0
56.6 | 113.2 | 7.48 | 0.10336 | 0 | 113.2 | 1 | 0
57.44 | 114.88 | 7.48 | 0.10336 | 0 | 114.88 | 1 | 0
55.84 | 111.68 | 7.48 | 0.10336 | 0 | 111.68 | 1 | 0
55.92 | 111.84 | 7.48 | 0.10336 | 0 | 111.84 | 1 | 0
46.8 | 93.6 | 7.48 | 0.10336 | 0 | 93.6 | 1 | 0
39.72 | 79.44 | 7.48 | 0.10336 | 0 | 79.44 | 1 | 0
32.96 | 65.92 | 7.48 | 0.10336 | 0 | 65.92 | 1 | 0
16.28 | 32.56 | 7.48 | 0.10336 | 0 | 32.56 | 1 | 0
12.56 | 25.12 | 7.48 | 0.10336 | 0 | 25.12 | 1 | 0
12.56 | 25.12 | 7.48 | 0.10336 | 0 | 25.12 | 1 | 0
10 | 20 | 7.48 | 0.10336 | 0 | 20 | 1 | 0
12.36 | 24.72 | 7.48 | 0.10336 | 0 | 24.72 | 1 | 0
14.56 | 29.12 | 7.48 | 0.10336 | 0 | 29.12 | 1 | 0
15.76 | 31.52 | 7.48 | 0.10336 | 0 | 31.52 | 1 | 0
16.2 | 32.4 | 7.48 | 0.10336 | 0 | 32.4 | 1 | 0
20.64 | 41.28 | 7.48 | 0.10336 | 0 | 41.28 | 1 | 0
27.4 | 54.8 | 7.48 | 0.10336 | 0 | 54.8 | 1 | 0
32.96 | 65.92 | 7.48 | 0.10336 | 0 | 65.92 | 1 | 0
40.56 | 81.12 | 7.48 | 0.10336 | 0 | 81.12 | 1 | 0
47.68 | 95.36 | 7.48 | 0.10336 | 0 | 95.36 | 1 | 0
48.68 | 97.36 | 7.48 | 0.10336 | 0 | 97.36 | 1 | 0
49.52 | 99.04 | 7.48 | 0.10336 | 0 | 99.04 | 1 | 0
55.08 | 110.16 | 7.48 | 0.10336 | 0 | 110.16 | 1 | 0
60.04 | 120.08 | 7.48 | 0.10336 | 0 | 120.08 | 1 | 0
57.32 | 114.64 | 7.48 | 0.10336 | 0 | 114.64 | 1 | 0
59.16 | 118.32 | 7.48 | 0.10336 | 0 | 118.32 | 1 | 0
51.4 | 102.8 | 7.48 | 0.10336 | 0 | 102.8 | 1 | 0
49.92 | 99.84 | 7.48 | 0.10336 | 0 | 99.84 | 1 | 0
46.68 | 93.36 | 7.48 | 0.10336 | 0 | 93.36 | 1 | 0
45.36 | 90.72 | 7.48 | 0.10336 | 0 | 90.72 | 1 | 0
40.56 | 81.12 | 7.48 | 0.10336 | 0 | 81.12 | 1 | 0
20.56 | 41.12 | 7.48 | 0.10336 | 0 | 41.12 | 1 | 0
13.28 | 26.56 | 7.48 | 0.10336 | 0 | 26.56 | 1 | 0
16.48 | 32.96 | 7.48 | 0.10336 | 0 | 32.96 | 1 | 0
18.28 | 36.56 | 7.48 | 0.10336 | 0 | 36.56 | 1 | 0
20.68 | 41.36 | 7.48 | 0.10336 | 0 | 41.36 | 1 | 0
21.44 | 42.88 | 7.48 | 0.10336 | 0 | 42.88 | 1 | 0
23.24 | 46.48 | 7.48 | 0.10336 | 0 | 46.48 | 1 | 0
26 | 52 | 7.48 | 0.10336 | 0 | 52 | 1 | 0
23.64 | 47.28 | 7.48 | 0.10336 | 0 | 47.28 | 1 | 0
32.32 | 64.64 | 7.48 | 0.10336 | 0 | 64.64 | 1 | 0
38.04 | 76.08 | 7.48 | 0.10336 | 0 | 76.08 | 1 | 0
42.72 | 85.44 | 11.23 | 0.12409 | 0 | 85.44 | 1 | 0
47.12 | 94.24 | 11.23 | 0.12409 | 0 | 94.24 | 1 | 0
48.28 | 96.56 | 11.23 | 0.12409 | 0 | 96.56 | 1 | 0
47.88 | 95.76 | 17.48 | 0.13136 | 0 | 95.76 | 1 | 0
51.64 | 103.28 | 17.48 | 0.13136 | 0 | 103.28 | 1 | 0
60.32 | 120.64 | 17.48 | 0.13136 | 0 | 120.64 | 1 | 0
59.68 | 119.36 | 17.48 | 0.13136 | 0 | 114.56 | 0.2 | 4.8
53.2 | 106.4 | 11.23 | 0.12409 | 0 | 106.4 | 0.2 | 0
49.72 | 99.44 | 11.23 | 0.12409 | 0 | 99.44 | 0.2 | 0
45 | 90 | 11.23 | 0.12409 | 0 | 90 | 0.2 | 0
36.12 | 72.24 | 7.48 | 0.10336 | 4.8 | 72.24 | 0.91885 | 0
34.4 | 68.8 | 7.48 | 0.10336 | 0.54188 | 68.8 | 1 | 0
30.28 | 60.56 | 7.48 | 0.10336 | 0 | 60.56 | 1 | 0
14.28 | 28.56 | 7.48 | 0.10336 | 0 | 28.56 | 1 | 0
8.92 | 17.84 | 7.48 | 0.10336 | 0 | 17.84 | 1 | 0
11.36 | 22.72 | 7.48 | 0.10336 | 0 | 22.72 | 1 | 0
13.96 | 27.92 | 7.48 | 0.10336 | 0 | 27.92 | 1 | 0
16.24 | 32.48 | 7.48 | 0.10336 | 0 | 32.48 | 1 | 0
17.4 | 34.8 | 7.48 | 0.10336 | 0 | 34.8 | 1 | 0
22.12 | 44.24 | 7.48 | 0.10336 | 0 | 44.24 | 1 | 0
22.56 | 45.12 | 7.48 | 0.10336 | 0 | 45.12 | 1 | 0
16.72 | 33.44 | 7.48 | 0.10336 | 0 | 33.44 | 1 | 0
20 | 40 | 7.48 | 0.10336 | 0 | 40 | 1 | 0
23.48 | 46.96 | 7.48 | 0.10336 | 0 | 46.96 | 1 | 0
36 | 72 | 11.23 | 0.12409 | 0 | 72 | 1 | 0
44.8 | 89.6 | 11.23 | 0.12409 | 0 | 89.6 | 1 | 0
44.2 | 88.4 | 11.23 | 0.12409 | 0 | 88.4 | 1 | 0
44.68 | 89.36 | 17.48 | 0.13136 | 0 | 89.36 | 1 | 0
46.96 | 93.92 | 17.48 | 0.13136 | 0 | 93.92 | 1 | 0
48.64 | 97.28 | 17.48 | 0.13136 | 0 | 97.28 | 1 | 0
56.04 | 112.08 | 17.48 | 0.13136 | 0 | 107.28 | 0.2 | 4.8
53.24 | 106.48 | 11.23 | 0.12409 | 0 | 106.48 | 0.2 | 0
48.88 | 97.76 | 11.23 | 0.12409 | 0 | 97.76 | 0.2 | 0
41.84 | 83.68 | 11.23 | 0.12409 | 0 | 83.68 | 0.2 | 0
39 | 78 | 7.48 | 0.10336 | 4.8 | 78 | 0.91885 | 0
38.56 | 77.12 | 7.48 | 0.10336 | 0.54188 | 77.12 | 1 | 0
35 | 70 | 7.48 | 0.10336 | 0 | 70 | 1 | 0
17.68 | 35.36 | 7.48 | 0.10336 | 0 | 35.36 | 1 | 0
13.8 | 27.6 | 7.48 | 0.10336 | 0 | 27.6 | 1 | 0
21.16 | 42.32 | 7.48 | 0.10336 | 0 | 42.32 | 1 | 0
29.92 | 59.84 | 7.48 | 0.10336 | 0 | 59.84 | 1 | 0
26.36 | 52.72 | 7.48 | 0.10336 | 0 | 52.72 | 1 | 0
20.68 | 41.36 | 7.48 | 0.10336 | 0 | 41.36 | 1 | 0
26 | 52 | 7.48 | 0.10336 | 0 | 52 | 1 | 0
31.48 | 62.96 | 7.48 | 0.10336 | 0 | 62.96 | 1 | 0
34.24 | 68.48 | 7.48 | 0.10336 | 0 | 68.48 | 1 | 0
33.32 | 66.64 | 7.48 | 0.10336 | 0 | 66.64 | 1 | 0
45.48 | 90.96 | 7.48 | 0.10336 | 0 | 90.96 | 1 | 0
51.76 | 103.52 | 11.23 | 0.12409 | 0 | 103.52 | 1 | 0
54.72 | 109.44 | 11.23 | 0.12409 | 0 | 109.44 | 1 | 0
60.16 | 120.32 | 11.23 | 0.12409 | 0 | 120.32 | 1 | 0
68.04 | 136.08 | 17.48 | 0.13136 | 0 | 131.28 | 0.2 | 4.8
61.8 | 123.6 | 17.48 | 0.13136 | 0 | 123.6 | 0.2 | 0
57 | 114 | 17.48 | 0.13136 | 0 | 114 | 0.2 | 0
58.04 | 116.08 | 17.48 | 0.13136 | 0 | 116.08 | 0.2 | 0
58 | 116 | 11.23 | 0.12409 | 0 | 116 | 0.2 | 0
56.24 | 112.48 | 11.23 | 0.12409 | 0 | 112.48 | 0.2 | 0
51.36 | 102.72 | 11.23 | 0.12409 | 0 | 102.72 | 0.2 | 0
43.12 | 86.24 | 7.48 | 0.10336 | 4.8 | 86.24 | 0.91885 | 0
38.52 | 77.04 | 7.48 | 0.10336 | 0.54188 | 77.04 | 1 | 0
29.28 | 58.56 | 7.48 | 0.10336 | 0 | 58.56 | 1 | 0
14.44 | 28.88 | 7.48 | 0.10336 | 0 | 28.88 | 1 | 0
11.48 | 22.96 | 7.48 | 0.10336 | 0 | 22.96 | 1 | 0
20.16 | 40.32 | 7.48 | 0.10336 | 0 | 40.32 | 1 | 0
23.24 | 46.48 | 7.48 | 0.10336 | 0 | 46.48 | 1 | 0
20.56 | 41.12 | 7.48 | 0.10336 | 0 | 41.12 | 1 | 0
18.76 | 37.52 | 7.48 | 0.10336 | 0 | 37.52 | 1 | 0
25.56 | 51.12 | 7.48 | 0.10336 | 0 | 51.12 | 1 | 0
29.2 | 58.4 | 7.48 | 0.10336 | 0 | 58.4 | 1 | 0
29.36 | 58.72 | 7.48 | 0.10336 | 0 | 58.72 | 1 | 0
32.12 | 64.24 | 7.48 | 0.10336 | 0 | 64.24 | 1 | 0
38.68 | 77.36 | 7.48 | 0.10336 | 0 | 77.36 | 1 | 0
41.68 | 83.36 | 11.23 | 0.12409 | 0 | 83.36 | 1 | 0
45.6 | 91.2 | 11.23 | 0.12409 | 0 | 91.2 | 1 | 0
45.2 | 90.4 | 11.23 | 0.12409 | 0 | 90.4 | 1 | 0
43.2 | 86.4 | 17.48 | 0.13136 | 0 | 86.4 | 1 | 0
49.28 | 98.56 | 17.48 | 0.13136 | 0 | 98.56 | 1 | 0
49.8 | 99.6 | 17.48 | 0.13136 | 0 | 99.6 | 1 | 0
51.68 | 103.36 | 17.48 | 0.13136 | 0 | 98.56 | 0.2 | 4.8
49.76 | 99.52 | 11.23 | 0.12409 | 0 | 99.52 | 0.2 | 0
45.16 | 90.32 | 11.23 | 0.12409 | 0 | 90.32 | 0.2 | 0
39.32 | 78.64 | 11.23 | 0.12409 | 0 | 78.64 | 0.2 | 0
40.12 | 80.24 | 7.48 | 0.10336 | 4.8 | 80.24 | 0.91885 | 0
36.32 | 72.64 | 7.48 | 0.10336 | 0.54188 | 72.64 | 1 | 0
27.08 | 54.16 | 7.48 | 0.10336 | 0 | 54.16 | 1 | 0
13.08 | 26.16 | 7.48 | 0.10336 | 0 | 26.16 | 1 | 0
9.44 | 18.88 | 7.48 | 0.10336 | 0 | 18.88 | 1 | 0
12.4 | 24.8 | 7.48 | 0.10336 | 0 | 24.8 | 1 | 0
15.2 | 30.4 | 7.48 | 0.10336 | 0 | 30.4 | 1 | 0
17.6 | 35.2 | 7.48 | 0.10336 | 0 | 35.2 | 1 | 0
21.2 | 42.4 | 7.48 | 0.10336 | 0 | 42.4 | 1 | 0
23.92 | 47.84 | 7.48 | 0.10336 | 0 | 47.84 | 1 | 0
31.12 | 62.24 | 7.48 | 0.10336 | 0 | 62.24 | 1 | 0
31.84 | 63.68 | 7.48 | 0.10336 | 0 | 63.68 | 1 | 0
32.8 | 65.6 | 7.48 | 0.10336 | 0 | 65.6 | 1 | 0
35.4 | 70.8 | 7.48 | 0.10336 | 0 | 70.8 | 1 | 0
43 | 86 | 11.23 | 0.12409 | 0 | 86 | 1 | 0
45.48 | 90.96 | 11.23 | 0.12409 | 0 | 90.96 | 1 | 0
52 | 104 | 11.23 | 0.12409 | 0 | 104 | 1 | 0
46.36 | 92.72 | 17.48 | 0.13136 | 0 | 92.72 | 1 | 0
51.48 | 102.96 | 17.48 | 0.13136 | 0 | 102.96 | 1 | 0
46.16 | 92.32 | 17.48 | 0.13136 | 0 | 92.32 | 1 | 0
52.24 | 104.48 | 17.48 | 0.13136 | 0 | 99.68 | 0.2 | 4.8
52.48 | 104.96 | 11.23 | 0.12409 | 0 | 104.96 | 0.2 | 0
47.36 | 94.72 | 11.23 | 0.12409 | 0 | 94.72 | 0.2 | 0
43.68 | 87.36 | 11.23 | 0.12409 | 0 | 87.36 | 0.2 | 0
40.68 | 81.36 | 7.48 | 0.10336 | 4.8 | 81.36 | 0.91885 | 0
39.56 | 79.12 | 7.48 | 0.10336 | 0.54188 | 79.12 | 1 | 0
27.72 | 55.44 | 7.48 | 0.10336 | 0 | 55.44 | 1 | 0
12.56 | 25.12 | 7.48 | 0.10336 | 0 | 25.12 | 1 | 0
9.04 | 18.08 | 7.48 | 0.10336 | 0 | 18.08 | 1 | 0
10.6 | 21.2 | 7.48 | 0.10336 | 0 | 21.2 | 1 | 0
12.64 | 25.28 | 7.48 | 0.10336 | 0 | 25.28 | 1 | 0
14.36 | 28.72 | 7.48 | 0.10336 | 0 | 28.72 | 1 | 0
16.96 | 33.92 | 7.48 | 0.10336 | 0 | 33.92 | 1 | 0
21.08 | 42.16 | 7.48 | 0.10336 | 0 | 42.16 | 1 | 0
29.8 | 59.6 | 7.48 | 0.10336 | 0 | 59.6 | 1 | 0
30.68 | 61.36 | 7.48 | 0.10336 | 0 | 61.36 | 1 | 0
33.08 | 66.16 | 7.48 | 0.10336 | 0 | 66.16 | 1 | 0
36.48 | 72.96 | 7.48 | 0.10336 | 0 | 72.96 | 1 | 0
39.84 | 79.68 | 7.48 | 0.10336 | 0 | 79.68 | 1 | 0
51.36 | 102.72 | 7.48 | 0.10336 | 0 | 102.72 | 1 | 0
46.08 | 92.16 | 7.48 | 0.10336 | 0 | 92.16 | 1 | 0
43.32 | 86.64 | 7.48 | 0.10336 | 0 | 86.64 | 1 | 0
42.56 | 85.12 | 7.48 | 0.10336 | 0 | 85.12 | 1 | 0
42.76 | 85.52 | 7.48 | 0.10336 | 0 | 85.52 | 1 | 0
43.4 | 86.8 | 7.48 | 0.10336 | 0 | 86.8 | 1 | 0
42.36 | 84.72 | 7.48 | 0.10336 | 0 | 84.72 | 1 | 0
40.52 | 81.04 | 7.48 | 0.10336 | 0 | 81.04 | 1 | 0
39.72 | 79.44 | 7.48 | 0.10336 | 0 | 79.44 | 1 | 0
34.04 | 68.08 | 7.48 | 0.10336 | 0 | 68.08 | 1 | 0
34.64 | 69.28 | 7.48 | 0.10336 | 0 | 69.28 | 1 | 0
24.76 | 49.52 | 7.48 | 0.10336 | 0 | 49.52 | 1 | 0
12.32 | 24.64 | 7.48 | 0.10336 | 0 | 24.64 | 1 | 0
13.6 | 27.2 | 7.48 | 0.10336 | 0 | 27.2 | 1 | 0
15.64 | 31.28 | 7.48 | 0.10336 | 0 | 31.28 | 1 | 0
18.44 | 36.88 | 7.48 | 0.10336 | 0 | 36.88 | 1 | 0
18.92 | 37.84 | 7.48 | 0.10336 | 0 | 37.84 | 1 | 0
20.72 | 41.44 | 7.48 | 0.10336 | 0 | 41.44 | 1 | 0
21.48 | 42.96 | 7.48 | 0.10336 | 0 | 42.96 | 1 | 0
21.68 | 43.36 | 7.48 | 0.10336 | 0 | 43.36 | 1 | 0
21.8 | 43.6 | 7.48 | 0.10336 | 0 | 43.6 | 1 | 0
24.28 | 48.56 | 7.48 | 0.10336 | 0 | 48.56 | 1 | 0
27.68 | 55.36 | 7.48 | 0.10336 | 0 | 55.36 | 1 | 0
34 | 68 | 7.48 | 0.10336 | 0 | 68 | 1 | 0
46.32 | 92.64 | 7.48 | 0.10336 | 0 | 92.64 | 1 | 0
39.72 | 79.44 | 7.48 | 0.10336 | 0 | 79.44 | 1 | 0
44.52 | 89.04 | 7.48 | 0.10336 | 0 | 89.04 | 1 | 0
44.32 | 88.64 | 7.48 | 0.10336 | 0 | 88.64 | 1 | 0
45.52 | 91.04 | 7.48 | 0.10336 | 0 | 91.04 | 1 | 0
43.12 | 86.24 | 7.48 | 0.10336 | 0 | 86.24 | 1 | 0
45.88 | 91.76 | 7.48 | 0.10336 | 0 | 91.76 | 1 | 0
34.08 | 68.16 | 7.48 | 0.10336 | 0 | 68.16 | 1 | 0
30.2 | 60.4 | 7.48 | 0.10336 | 0 | 60.4 | 1 | 0
24.8 | 49.6 | 7.48 | 0.10336 | 0 | 49.6 | 1 | 0
24.56 | 49.12 | 7.48 | 0.10336 | 0 | 49.12 | 1 | 0
19.12 | 38.24 | 7.48 | 0.10336 | 0 | 38.24 | 1 | 0
10.64 | 21.28 | 7.48 | 0.10336 | 0 | 21.28 | 1 | 0
10.48 | 20.96 | 7.48 | 0.10336 | 0 | 20.96 | 1 | 0
13.84 | 27.68 | 7.48 | 0.10336 | 0 | 27.68 | 1 | 0
16.32 | 32.64 | 7.48 | 0.10336 | 0 | 32.64 | 1 | 0
18.16 | 36.32 | 7.48 | 0.10336 | 0 | 36.32 | 1 | 0
19.12 | 38.24 | 7.48 | 0.10336 | 0 | 38.24 | 1 | 0
20.52 | 41.04 | 7.48 | 0.10336 | 0 | 41.04 | 1 | 0
20.48 | 40.96 | 7.48 | 0.10336 | 0 | 40.96 | 1 | 0
18.64 | 37.28 | 7.48 | 0.10336 | 0 | 37.28 | 1 | 0
20.36 | 40.72 | 7.48 | 0.10336 | 0 | 40.72 | 1 | 0
23.24 | 46.48 | 7.48 | 0.10336 | 0 | 46.48 | 1 | 0
29.6 | 59.2 | 11.23 | 0.12409 | 0 | 59.2 | 1 | 0
40.88 | 81.76 | 11.23 | 0.12409 | 0 | 81.76 | 1 | 0
46.8 | 93.6 | 11.23 | 0.12409 | 0 | 93.6 | 1 | 0
50.28 | 100.56 | 17.48 | 0.13136 | 0 | 100.56 | 1 | 0
48.32 | 96.64 | 17.48 | 0.13136 | 0 | 96.64 | 1 | 0
47.48 | 94.96 | 17.48 | 0.13136 | 0 | 94.96 | 1 | 0
43.84 | 87.68 | 17.48 | 0.13136 | 0 | 82.88 | 0.2 | 4.8
44.12 | 88.24 | 11.23 | 0.12409 | 0 | 88.24 | 0.2 | 0
40.48 | 80.96 | 11.23 | 0.12409 | 0 | 80.96 | 0.2 | 0
36.32 | 72.64 | 11.23 | 0.12409 | 0 | 72.64 | 0.2 | 0
28.68 | 57.36 | 7.48 | 0.10336 | 4.8 | 57.36 | 0.91885 | 0
27.4 | 54.8 | 7.48 | 0.10336 | 0.54188 | 54.8 | 1 | 0
24 | 48 | 7.48 | 0.10336 | 0 | 48 | 1 | 0
15.12 | 30.24 | 7.48 | 0.10336 | 0 | 30.24 | 1 | 0
13.36 | 26.72 | 7.48 | 0.10336 | 0 | 26.72 | 1 | 0
13.6 | 27.2 | 7.48 | 0.10336 | 0 | 27.2 | 1 | 0
12.96 | 25.92 | 7.48 | 0.10336 | 0 | 25.92 | 1 | 0
12.24 | 24.48 | 7.48 | 0.10336 | 0 | 24.48 | 1 | 0
14.44 | 28.88 | 7.48 | 0.10336 | 0 | 28.88 | 1 | 0
16.16 | 32.32 | 7.48 | 0.10336 | 0 | 32.32 | 1 | 0
22.44 | 44.88 | 7.48 | 0.10336 | 0 | 44.88 | 1 | 0
23.8 | 47.6 | 7.48 | 0.10336 | 0 | 47.6 | 1 | 0
25.08 | 50.16 | 7.48 | 0.10336 | 0 | 50.16 | 1 | 0
30.2 | 60.4 | 7.48 | 0.10336 | 0 | 60.4 | 1 | 0
40.28 | 80.56 | 11.23 | 0.12409 | 0 | 80.56 | 1 | 0
51.12 | 102.24 | 11.23 | 0.12409 | 0 | 102.24 | 1 | 0
52.16 | 104.32 | 11.23 | 0.12409 | 0 | 104.32 | 1 | 0
54.4 | 108.8 | 17.48 | 0.13136 | 0 | 108.8 | 1 | 0
54.6 | 109.2 | 17.48 | 0.13136 | 0 | 109.2 | 1 | 0
56.04 | 112.08 | 17.48 | 0.13136 | 0 | 112.08 | 1 | 0
55.04 | 110.08 | 17.48 | 0.13136 | 0 | 105.28 | 0.2 | 4.8
52.28 | 104.56 | 11.23 | 0.12409 | 0 | 104.56 | 0.2 | 0
53 | 106 | 11.23 | 0.12409 | 0 | 106 | 0.2 | 0
47.56 | 95.12 | 11.23 | 0.12409 | 0 | 95.12 | 0.2 | 0
43.88 | 87.76 | 7.48 | 0.10336 | 4.8 | 87.76 | 0.91885 | 0
42.2 | 84.4 | 7.48 | 0.10336 | 0.54188 | 84.4 | 1 | 0
29.76 | 59.52 | 7.48 | 0.10336 | 0 | 59.52 | 1 | 0
13.24 | 26.48 | 7.48 | 0.10336 | 0 | 26.48 | 1 | 0
9.28 | 18.56 | 7.48 | 0.10336 | 0 | 18.56 | 1 | 0
10.72 | 21.44 | 7.48 | 0.10336 | 0 | 21.44 | 1 | 0
11.56 | 23.12 | 7.48 | 0.10336 | 0 | 23.12 | 1 | 0
13.08 | 26.16 | 7.48 | 0.10336 | 0 | 26.16 | 1 | 0
14.48 | 28.96 | 7.48 | 0.10336 | 0 | 28.96 | 1 | 0
16.08 | 32.16 | 7.48 | 0.10336 | 0 | 32.16 | 1 | 0
21.64 | 43.28 | 7.48 | 0.10336 | 0 | 43.28 | 1 | 0
22.04 | 44.08 | 7.48 | 0.10336 | 0 | 44.08 | 1 | 0
26.88 | 53.76 | 7.48 | 0.10336 | 0 | 53.76 | 1 | 0
35.68 | 71.36 | 7.48 | 0.10336 | 0 | 71.36 | 1 | 0
48.4 | 96.8 | 11.23 | 0.12409 | 0 | 96.8 | 1 | 0
50.68 | 101.36 | 11.23 | 0.12409 | 0 | 101.36 | 1 | 0
53.84 | 107.68 | 11.23 | 0.12409 | 0 | 107.68 | 1 | 0
54.76 | 109.52 | 17.48 | 0.13136 | 0 | 109.52 | 1 | 0
53.96 | 107.92 | 17.48 | 0.13136 | 0 | 107.92 | 1 | 0
53 | 106 | 17.48 | 0.13136 | 0 | 106 | 1 | 0
55.48 | 110.96 | 17.48 | 0.13136 | 0 | 106.16 | 0.2 | 4.8
54.88 | 109.76 | 11.23 | 0.12409 | 0 | 109.76 | 0.2 | 0
49.56 | 99.12 | 11.23 | 0.12409 | 0 | 99.12 | 0.2 | 0
41.48 | 82.96 | 11.23 | 0.12409 | 0 | 82.96 | 0.2 | 0
36.76 | 73.52 | 7.48 | 0.10336 | 4.8 | 73.52 | 0.91885 | 0
35.32 | 70.64 | 7.48 | 0.10336 | 0.54188 | 70.64 | 1 | 0
25 | 50 | 7.48 | 0.10336 | 0 | 50 | 1 | 0
11.6 | 23.2 | 7.48 | 0.10336 | 0 | 23.2 | 1 | 0
9.12 | 18.24 | 7.48 | 0.10336 | 0 | 18.24 | 1 | 0
10.12 | 20.24 | 7.48 | 0.10336 | 0 | 20.24 | 1 | 0
10.72 | 21.44 | 7.48 | 0.10336 | 0 | 21.44 | 1 | 0
13.56 | 27.12 | 7.48 | 0.10336 | 0 | 27.12 | 1 | 0
15.32 | 30.64 | 7.48 | 0.10336 | 0 | 30.64 | 1 | 0
16.32 | 32.64 | 7.48 | 0.10336 | 0 | 32.64 | 1 | 0
21.92 | 43.84 | 7.48 | 0.10336 | 0 | 43.84 | 1 | 0
24.16 | 48.32 | 7.48 | 0.10336 | 0 | 48.32 | 1 | 0
25.44 | 50.88 | 7.48 | 0.10336 | 0 | 50.88 | 1 | 0
28.12 | 56.24 | 7.48 | 0.10336 | 0 | 56.24 | 1 | 0
32.96 | 65.92 | 11.23 | 0.12409 | 0 | 65.92 | 1 | 0
39.04 | 78.08 | 11.23 | 0.12409 | 0 | 78.08 | 1 | 0
37.72 | 75.44 | 11.23 | 0.12409 | 0 | 75.44 | 1 | 0
46.64 | 93.28 | 17.48 | 0.13136 | 0 | 93.28 | 1 | 0
48.96 | 97.92 | 17.48 | 0.13136 | 0 | 97.92 | 1 | 0
46.28 | 92.56 | 17.48 | 0.13136 | 0 | 92.56 | 1 | 0
44.4 | 88.8 | 17.48 | 0.13136 | 0 | 84 | 0.2 | 4.8
44.32 | 88.64 | 11.23 | 0.12409 | 0 | 88.64 | 0.2 | 0
37.56 | 75.12 | 11.23 | 0.12409 | 0 | 75.12 | 0.2 | 0
30.56 | 61.12 | 11.23 | 0.12409 | 0 | 61.12 | 0.2 | 0
30.16 | 60.32 | 7.48 | 0.10336 | 4.8 | 60.32 | 0.91885 | 0
24.76 | 49.52 | 7.48 | 0.10336 | 0.54188 | 49.52 | 1 | 0
18.72 | 37.44 | 7.48 | 0.10336 | 0 | 37.44 | 1 | 0
10.8 | 21.6 | 7.48 | 0.10336 | 0 | 21.6 | 1 | 0
11.12 | 22.24 | 7.48 | 0.10336 | 0 | 22.24 | 1 | 0
13.92 | 27.84 | 7.48 | 0.10336 | 0 | 27.84 | 1 | 0
11.56 | 23.12 | 7.48 | 0.10336 | 0 | 23.12 | 1 | 0
11.92 | 23.84 | 7.48 | 0.10336 | 0 | 23.84 | 1 | 0
13.4 | 26.8 | 7.48 | 0.10336 | 0 | 26.8 | 1 | 0
15.28 | 30.56 | 7.48 | 0.10336 | 0 | 30.56 | 1 | 0
21.32 | 42.64 | 7.48 | 0.10336 | 0 | 42.64 | 1 | 0
24.24 | 48.48 | 7.48 | 0.10336 | 0 | 48.48 | 1 | 0
26.2 | 52.4 | 7.48 | 0.10336 | 0 | 52.4 | 1 | 0
27.08 | 54.16 | 7.48 | 0.10336 | 0 | 54.16 | 1 | 0
31.96 | 63.92 | 11.23 | 0.12409 | 0 | 63.92 | 1 | 0
42.56 | 85.12 | 11.23 | 0.12409 | 0 | 85.12 | 1 | 0
45.88 | 91.76 | 11.23 | 0.12409 | 0 | 91.76 | 1 | 0
46.2 | 92.4 | 17.48 | 0.13136 | 0 | 92.4 | 1 | 0
45.76 | 91.52 | 17.48 | 0.13136 | 0 | 91.52 | 1 | 0
44.4 | 88.8 | 17.48 | 0.13136 | 0 | 88.8 | 1 | 0
43.2 | 86.4 | 17.48 | 0.13136 | 0 | 81.6 | 0.2 | 4.8
41.68 | 83.36 | 11.23 | 0.12409 | 0 | 83.36 | 0.2 | 0
39.76 | 79.52 | 11.23 | 0.12409 | 0 | 79.52 | 0.2 | 0
38.04 | 76.08 | 11.23 | 0.12409 | 0 | 76.08 | 0.2 | 0
26.88 | 53.76 | 7.48 | 0.10336 | 4.8 | 53.76 | 0.91885 | 0
24.8 | 49.6 | 7.48 | 0.10336 | 0.54188 | 49.6 | 1 | 0
17.36 | 34.72 | 7.48 | 0.10336 | 0 | 34.72 | 1 | 0
10.84 | 21.68 | 7.48 | 0.10336 | 0 | 21.68 | 1 | 0
8.84 | 17.68 | 7.48 | 0.10336 | 0 | 17.68 | 1 | 0
8.96 | 17.92 | 7.48 | 0.10336 | 0 | 17.92 | 1 | 0
9.2 | 18.4 | 7.48 | 0.10336 | 0 | 18.4 | 1 | 0
12.12 | 24.24 | 7.48 | 0.10336 | 0 | 24.24 | 1 | 0
13.52 | 27.04 | 7.48 | 0.10336 | 0 | 27.04 | 1 | 0
15.52 | 31.04 | 7.48 | 0.10336 | 0 | 31.04 | 1 | 0
22.4 | 44.8 | 7.48 | 0.10336 | 0 | 44.8 | 1 | 0
24.68 | 49.36 | 7.48 | 0.10336 | 0 | 49.36 | 1 | 0
25.44 | 50.88 | 7.48 | 0.10336 | 0 | 50.88 | 1 | 0
27.6 | 55.2 | 7.48 | 0.10336 | 0 | 55.2 | 1 | 0
30.04 | 60.08 | 7.48 | 0.10336 | 0 | 60.08 | 1 | 0
37.6 | 75.2 | 7.48 | 0.10336 | 0 | 75.2 | 1 | 0
42.4 | 84.8 | 7.48 | 0.10336 | 0 | 84.8 | 1 | 0
45.84 | 91.68 | 7.48 | 0.10336 | 0 | 91.68 | 1 | 0
49.36 | 98.72 | 7.48 | 0.10336 | 0 | 98.72 | 1 | 0
52.24 | 104.48 | 7.48 | 0.10336 | 0 | 104.48 | 1 | 0
50.04 | 100.08 | 7.48 | 0.10336 | 0 | 100.08 | 1 | 0
50.6 | 101.2 | 7.48 | 0.10336 | 0 | 101.2 | 1 | 0
43.04 | 86.08 | 7.48 | 0.10336 | 0 | 86.08 | 1 | 0
37.8 | 75.6 | 7.48 | 0.10336 | 0 | 75.6 | 1 | 0
30.44 | 60.88 | 7.48 | 0.10336 | 0 | 60.88 | 1 | 0
25 | 50 | 7.48 | 0.10336 | 0 | 50 | 1 | 0
18.2 | 36.4 | 7.48 | 0.10336 | 0 | 36.4 | 1 | 0
13.84 | 27.68 | 7.48 | 0.10336 | 0 | 27.68 | 1 | 0
14.48 | 28.96 | 7.48 | 0.10336 | 0 | 28.96 | 1 | 0
13.52 | 27.04 | 7.48 | 0.10336 | 0 | 27.04 | 1 | 0
13.84 | 27.68 | 7.48 | 0.10336 | 0 | 27.68 | 1 | 0
17.12 | 34.24 | 7.48 | 0.10336 | 0 | 34.24 | 1 | 0
18.72 | 37.44 | 7.48 | 0.10336 | 0 | 37.44 | 1 | 0
19.76 | 39.52 | 7.48 | 0.10336 | 0 | 39.52 | 1 | 0
21.04 | 42.08 | 7.48 | 0.10336 | 0 | 42.08 | 1 | 0
23 | 46 | 7.48 | 0.10336 | 0 | 46 | 1 | 0
22.76 | 45.52 | 7.48 | 0.10336 | 0 | 45.52 | 1 | 0
22.96 | 45.92 | 7.48 | 0.10336 | 0 | 45.92 | 1 | 0
25.28 | 50.56 | 7.48 | 0.10336 | 0 | 50.56 | 1 | 0
30.36 | 60.72 | 7.48 | 0.10336 | 0 | 60.72 | 1 | 0
31.16 | 62.32 | 7.48 | 0.10336 | 0 | 62.32 | 1 | 0
42.6 | 85.2 | 7.48 | 0.10336 | 0 | 85.2 | 1 | 0
40.64 | 81.28 | 7.48 | 0.10336 | 0 | 81.28 | 1 | 0
41.4 | 82.8 | 7.48 | 0.10336 | 0 | 82.8 | 1 | 0
47 | 94 | 7.48 | 0.10336 | 0 | 94 | 1 | 0
44.52 | 89.04 | 7.48 | 0.10336 | 0 | 89.04 | 1 | 0
32.6 | 65.2 | 7.48 | 0.10336 | 0 | 65.2 | 1 | 0
28.88 | 57.76 | 7.48 | 0.10336 | 0 | 57.76 | 1 | 0
23.4 | 46.8 | 7.48 | 0.10336 | 0 | 46.8 | 1 | 0
22.64 | 45.28 | 7.48 | 0.10336 | 0 | 45.28 | 1 | 0
18.52 | 37.04 | 7.48 | 0.10336 | 0 | 37.04 | 1 | 0
11.36 | 22.72 | 7.48 | 0.10336 | 0 | 22.72 | 1 | 0
9.8 | 19.6 | 7.48 | 0.10336 | 0 | 19.6 | 1 | 0
9.56 | 19.12 | 7.48 | 0.10336 | 0 | 19.12 | 1 | 0
9.44 | 18.88 | 7.48 | 0.10336 | 0 | 18.88 | 1 | 0
12.92 | 25.84 | 7.48 | 0.10336 | 0 | 25.84 | 1 | 0
14.08 | 28.16 | 7.48 | 0.10336 | 0 | 28.16 | 1 | 0
15.12 | 30.24 | 7.48 | 0.10336 | 0 | 30.24 | 1 | 0
16.84 | 33.68 | 7.48 | 0.10336 | 0 | 33.68 | 1 | 0
17.72 | 35.44 | 7.48 | 0.10336 | 0 | 35.44 | 1 | 0
21.64 | 43.28 | 7.48 | 0.10336 | 0 | 43.28 | 1 | 0
22.2 | 44.4 | 7.48 | 0.10336 | 0 | 44.4 | 1 | 0
25 | 50 | 11.23 | 0.12409 | 0 | 50 | 1 | 0
28.12 | 56.24 | 11.23 | 0.12409 | 0 | 56.24 | 1 | 0
27.4 | 54.8 | 11.23 | 0.12409 | 0 | 54.8 | 1 | 0
31.2 | 62.4 | 17.48 | 0.13136 | 0 | 62.4 | 1 | 0
32.56 | 65.12 | 17.48 | 0.13136 | 0 | 65.12 | 1 | 0
26.72 | 53.44 | 17.48 | 0.13136 | 0 | 53.44 | 1 | 0
23.48 | 46.96 | 17.48 | 0.13136 | 0 | 42.16 | 0.2 | 4.8
21.44 | 42.88 | 11.23 | 0.12409 | 0 | 42.88 | 0.2 | 0
18.64 | 37.28 | 11.23 | 0.12409 | 0 | 37.28 | 0.2 | 0
16 | 32 | 11.23 | 0.12409 | 0 | 32 | 0.2 | 0
16.64 | 33.28 | 7.48 | 0.10336 | 4.8 | 33.28 | 0.91885 | 0
18.72 | 37.44 | 7.48 | 0.10336 | 0.54188 | 37.44 | 1 | 0
18.64 | 37.28 | 7.48 | 0.10336 | 0 | 37.28 | 1 | 0
12.6 | 25.2 | 7.48 | 0.10336 | 0 | 25.2 | 1 | 0
11.12 | 22.24 | 7.48 | 0.10336 | 0 | 22.24 | 1 | 0
9.92 | 19.84 | 7.48 | 0.10336 | 0 | 19.84 | 1 | 0
10.12 | 20.24 | 7.48 | 0.10336 | 0 | 20.24 | 1 | 0
13.44 | 26.88 | 7.48 | 0.10336 | 0 | 26.88 | 1 | 0
14.08 | 28.16 | 7.48 | 0.10336 | 0 | 28.16 | 1 | 0
15.28 | 30.56 | 7.48 | 0.10336 | 0 | 30.56 | 1 | 0
23.56 | 47.12 | 7.48 | 0.10336 | 0 | 47.12 | 1 | 0
24.56 | 49.12 | 7.48 | 0.10336 | 0 | 49.12 | 1 | 0
27.84 | 55.68 | 7.48 | 0.10336 | 0 | 55.68 | 1 | 0
28.08 | 56.16 | 7.48 | 0.10336 | 0 | 56.16 | 1 | 0
28.12 | 56.24 | 11.23 | 0.12409 | 0 | 56.24 | 1 | 0
34 | 68 | 11.23 | 0.12409 | 0 | 68 | 1 | 0
28.76 | 57.52 | 11.23 | 0.12409 | 0 | 57.52 | 1 | 0
27.32 | 54.64 | 17.48 | 0.13136 | 0 | 54.64 | 1 | 0
28.28 | 56.56 | 17.48 | 0.13136 | 0 | 56.56 | 1 | 0
30.64 | 61.28 | 17.48 | 0.13136 | 0 | 61.28 | 1 | 0
27.72 | 55.44 | 17.48 | 0.13136 | 0 | 50.64 | 0.2 | 4.8
29 | 58 | 11.23 | 0.12409 | 0 | 58 | 0.2 | 0
25.08 | 50.16 | 11.23 | 0.12409 | 0 | 50.16 | 0.2 | 0
23.28 | 46.56 | 11.23 | 0.12409 | 0 | 46.56 | 0.2 | 0
25.92 | 51.84 | 7.48 | 0.10336 | 4.8 | 51.84 | 0.91885 | 0
25.28 | 50.56 | 7.48 | 0.10336 | 0.54188 | 50.56 | 1 | 0
20.6 | 41.2 | 7.48 | 0.10336 | 0 | 41.2 | 1 | 0
13.44 | 26.88 | 7.48 | 0.10336 | 0 | 26.88 | 1 | 0
11.48 | 22.96 | 7.48 | 0.10336 | 0 | 22.96 | 1 | 0
11.52 | 23.04 | 7.48 | 0.10336 | 0 | 23.04 | 1 | 0
12.36 | 24.72 | 7.48 | 0.10336 | 0 | 24.72 | 1 | 0
15.04 | 30.08 | 7.48 | 0.10336 | 0 | 30.08 | 1 | 0
16.04 | 32.08 | 7.48 | 0.10336 | 0 | 32.08 | 1 | 0
15.44 | 30.88 | 7.48 | 0.10336 | 0 | 30.88 | 1 | 0
17.2 | 34.4 | 7.48 | 0.10336 | 0 | 34.4 | 1 | 0
17.16 | 34.32 | 7.48 | 0.10336 | 0 | 34.32 | 1 | 0
20.04 | 40.08 | 7.48 | 0.10336 | 0 | 40.08 | 1 | 0
20.28 | 40.56 | 7.48 | 0.10336 | 0 | 40.56 | 1 | 0
23.28 | 46.56 | 11.23 | 0.12409 | 0 | 46.56 | 1 | 0
20.6 | 41.2 | 11.23 | 0.12409 | 0 | 41.2 | 1 | 0
18.52 | 37.04 | 11.23 | 0.12409 | 0 | 37.04 | 1 | 0
18.4 | 36.8 | 17.48 | 0.13136 | 0 | 36.8 | 1 | 0
18.12 | 36.24 | 17.48 | 0.13136 | 0 | 36.24 | 1 | 0
18.44 | 36.88 | 17.48 | 0.13136 | 0 | 36.88 | 1 | 0
16.72 | 33.44 | 17.48 | 0.13136 | 0 | 28.64 | 0.2 | 4.8
20.8 | 41.6 | 11.23 | 0.12409 | 0 | 41.6 | 0.2 | 0
15.88 | 31.76 | 11.23 | 0.12409 | 0 | 31.76 | 0.2 | 0
16.12 | 32.24 | 11.23 | 0.12409 | 0 | 32.24 | 0.2 | 0
17.84 | 35.68 | 7.48 | 0.10336 | 4.8 | 35.68 | 0.91885 | 0
18.4 | 36.8 | 7.48 | 0.10336 | 0.54188 | 36.8 | 1 | 0
17.56 | 35.12 | 7.48 | 0.10336 | 0 | 35.12 | 1 | 0
12.16 | 24.32 | 7.48 | 0.10336 | 0 | 24.32 | 1 | 0
12 | 24 | 7.48 | 0.10336 | 0 | 24 | 1 | 0
8.76 | 17.52 | 7.48 | 0.10336 | 0 | 17.52 | 1 | 0
10.56 | 21.12 | 7.48 | 0.10336 | 0 | 21.12 | 1 | 0
12.8 | 25.6 | 7.48 | 0.10336 | 0 | 25.6 | 1 | 0
13.8 | 27.6 | 7.48 | 0.10336 | 0 | 27.6 | 1 | 0
16.64 | 33.28 | 7.48 | 0.10336 | 0 | 33.28 | 1 | 0
19.68 | 39.36 | 7.48 | 0.10336 | 0 | 39.36 | 1 | 0
21.36 | 42.72 | 7.48 | 0.10336 | 0 | 42.72 | 1 | 0
24 | 48 | 7.48 | 0.10336 | 0 | 48 | 1 | 0
24.76 | 49.52 | 7.48 | 0.10336 | 0 | 49.52 | 1 | 0
26.28 | 52.56 | 11.23 | 0.12409 | 0 | 52.56 | 1 | 0
28.36 | 56.72 | 11.23 | 0.12409 | 0 | 56.72 | 1 | 0
28.56 | 57.12 | 11.23 | 0.12409 | 0 | 57.12 | 1 | 0
27.4 | 54.8 | 17.48 | 0.13136 | 0 | 54.8 | 1 | 0
25.16 | 50.32 | 17.48 | 0.13136 | 0 | 50.32 | 1 | 0
22.92 | 45.84 | 17.48 | 0.13136 | 0 | 45.84 | 1 | 0
23.68 | 47.36 | 17.48 | 0.13136 | 0 | 42.56 | 0.2 | 4.8
22.64 | 45.28 | 11.23 | 0.12409 | 0 | 45.28 | 0.2 | 0
20.12 | 40.24 | 11.23 | 0.12409 | 0 | 40.24 | 0.2 | 0
20.44 | 40.88 | 11.23 | 0.12409 | 0 | 40.88 | 0.2 | 0
21.16 | 42.32 | 7.48 | 0.10336 | 4.8 | 42.32 | 0.91885 | 0
20.96 | 41.92 | 7.48 | 0.10336 | 0.54188 | 41.92 | 1 | 0
16.64 | 33.28 | 7.48 | 0.10336 | 0 | 33.28 | 1 | 0
10.2 | 20.4 | 7.48 | 0.10336 | 0 | 20.4 | 1 | 0
9.44 | 18.88 | 7.48 | 0.10336 | 0 | 18.88 | 1 | 0
9.28 | 18.56 | 7.48 | 0.10336 | 0 | 18.56 | 1 | 0
9.24 | 18.48 | 7.48 | 0.10336 | 0 | 18.48 | 1 | 0
11.36 | 22.72 | 7.48 | 0.10336 | 0 | 22.72 | 1 | 0
12.2 | 24.4 | 7.48 | 0.10336 | 0 | 24.4 | 1 | 0
13.12 | 26.24 | 7.48 | 0.10336 | 0 | 26.24 | 1 | 0
19.36 | 38.72 | 7.48 | 0.10336 | 0 | 38.72 | 1 | 0
21.76 | 43.52 | 7.48 | 0.10336 | 0 | 43.52 | 1 | 0
23.64 | 47.28 | 7.48 | 0.10336 | 0 | 47.28 | 1 | 0
22.8 | 45.6 | 7.48 | 0.10336 | 0 | 45.6 | 1 | 0
27.04 | 54.08 | 11.23 | 0.12409 | 0 | 54.08 | 1 | 0
30.12 | 60.24 | 11.23 | 0.12409 | 0 | 60.24 | 1 | 0
31 | 62 | 11.23 | 0.12409 | 0 | 62 | 1 | 0
25.56 | 51.12 | 17.48 | 0.13136 | 0 | 51.12 | 1 | 0
26.16 | 52.32 | 17.48 | 0.13136 | 0 | 52.32 | 1 | 0
26.56 | 53.12 | 17.48 | 0.13136 | 0 | 53.12 | 1 | 0
28.08 | 56.16 | 17.48 | 0.13136 | 0 | 51.36 | 0.2 | 4.8
26.72 | 53.44 | 11.23 | 0.12409 | 0 | 53.44 | 0.2 | 0
22.68 | 45.36 | 11.23 | 0.12409 | 0 | 45.36 | 0.2 | 0
21.6 | 43.2 | 11.23 | 0.12409 | 0 | 43.2 | 0.2 | 0
24.12 | 48.24 | 7.48 | 0.10336 | 4.8 | 48.24 | 0.91885 | 0
22.52 | 45.04 | 7.48 | 0.10336 | 0.54188 | 45.04 | 1 | 0
16.24 | 32.48 | 7.48 | 0.10336 | 0 | 32.48 | 1 | 0
10.52 | 21.04 | 7.48 | 0.10336 | 0 | 21.04 | 1 | 0
9.92 | 19.84 | 7.48 | 0.10336 | 0 | 19.84 | 1 | 0
9.28 | 18.56 | 7.48 | 0.10336 | 0 | 18.56 | 1 | 0
9.4 | 18.8 | 7.48 | 0.10336 | 0 | 18.8 | 1 | 0
11.36 | 22.72 | 7.48 | 0.10336 | 0 | 22.72 | 1 | 0
12.2 | 24.4 | 7.48 | 0.10336 | 0 | 24.4 | 1 | 0
12.96 | 25.92 | 7.48 | 0.10336 | 0 | 25.92 | 1 | 0
20.08 | 40.16 | 7.48 | 0.10336 | 0 | 40.16 | 1 | 0
22.4 | 44.8 | 7.48 | 0.10336 | 0 | 44.8 | 1 | 0
23.52 | 47.04 | 7.48 | 0.10336 | 0 | 47.04 | 1 | 0
24.96 | 49.92 | 7.48 | 0.10336 | 0 | 49.92 | 1 | 0
24.44 | 48.88 | 7.48 | 0.10336 | 0 | 48.88 | 1 | 0
27.32 | 54.64 | 7.48 | 0.10336 | 0 | 54.64 | 1 | 0
26.6 | 53.2 | 7.48 | 0.10336 | 0 | 53.2 | 1 | 0
27.04 | 54.08 | 7.48 | 0.10336 | 0 | 54.08 | 1 | 0
27.6 | 55.2 | 7.48 | 0.10336 | 0 | 55.2 | 1 | 0
27.4 | 54.8 | 7.48 | 0.10336 | 0 | 54.8 | 1 | 0
26.32 | 52.64 | 7.48 | 0.10336 | 0 | 52.64 | 1 | 0
25.68 | 51.36 | 7.48 | 0.10336 | 0 | 51.36 | 1 | 0
25.52 | 51.04 | 7.48 | 0.10336 | 0 | 51.04 | 1 | 0
23.68 | 47.36 | 7.48 | 0.10336 | 0 | 47.36 | 1 | 0
23.36 | 46.72 | 7.48 | 0.10336 | 0 | 46.72 | 1 | 0
20.36 | 40.72 | 7.48 | 0.10336 | 0 | 40.72 | 1 | 0
14.88 | 29.76 | 7.48 | 0.10336 | 0 | 29.76 | 1 | 0
12.28 | 24.56 | 7.48 | 0.10336 | 0 | 24.56 | 1 | 0
13.92 | 27.84 | 7.48 | 0.10336 | 0 | 27.84 | 1 | 0
13.16 | 26.32 | 7.48 | 0.10336 | 0 | 26.32 | 1 | 0
13.32 | 26.64 | 7.48 | 0.10336 | 0 | 26.64 | 1 | 0
15.56 | 31.12 | 7.48 | 0.10336 | 0 | 31.12 | 1 | 0
15.68 | 31.36 | 7.48 | 0.10336 | 0 | 31.36 | 1 | 0
12.56 | 25.12 | 7.48 | 0.10336 | 0 | 25.12 | 1 | 0
14 | 28 | 7.48 | 0.10336 | 0 | 28 | 1 | 0
20.12 | 40.24 | 7.48 | 0.10336 | 0 | 40.24 | 1 | 0
19.72 | 39.44 | 7.48 | 0.10336 | 0 | 39.44 | 1 | 0
20.16 | 40.32 | 7.48 | 0.10336 | 0 | 40.32 | 1 | 0
21.72 | 43.44 | 7.48 | 0.10336 | 0 | 43.44 | 1 | 0
24.6 | 49.2 | 7.48 | 0.10336 | 0 | 49.2 | 1 | 0
25.4 | 50.8 | 7.48 | 0.10336 | 0 | 50.8 | 1 | 0
28.28 | 56.56 | 7.48 | 0.10336 | 0 | 56.56 | 1 | 0
26.96 | 53.92 | 7.48 | 0.10336 | 0 | 53.92 | 1 | 0
26.84 | 53.68 | 7.48 | 0.10336 | 0 | 53.68 | 1 | 0
32.2 | 64.4 | 7.48 | 0.10336 | 0 | 64.4 | 1 | 0
30.64 | 61.28 | 7.48 | 0.10336 | 0 | 61.28 | 1 | 0
23.48 | 46.96 | 7.48 | 0.10336 | 0 | 46.96 | 1 | 0
21.4 | 42.8 | 7.48 | 0.10336 | 0 | 42.8 | 1 | 0
19.6 | 39.2 | 7.48 | 0.10336 | 0 | 39.2 | 1 | 0
19.8 | 39.6 | 7.48 | 0.10336 | 0 | 39.6 | 1 | 0
18.84 | 37.68 | 7.48 | 0.10336 | 0 | 37.68 | 1 | 0
10.56 | 21.12 | 7.48 | 0.10336 | 0 | 21.12 | 1 | 0
10.16 | 20.32 | 7.48 | 0.10336 | 0 | 20.32 | 1 | 0
9.32 | 18.64 | 7.48 | 0.10336 | 0 | 18.64 | 1 | 0
9.16 | 18.32 | 7.48 | 0.10336 | 0 | 18.32 | 1 | 0
11.52 | 23.04 | 7.48 | 0.10336 | 0 | 23.04 | 1 | 0
12.12 | 24.24 | 7.48 | 0.10336 | 0 | 24.24 | 1 | 0
13 | 26 | 7.48 | 0.10336 | 0 | 26 | 1 | 0
14.08 | 28.16 | 7.48 | 0.10336 | 0 | 28.16 | 1 | 0
15.36 | 30.72 | 7.48 | 0.10336 | 0 | 30.72 | 1 | 0
18.8 | 37.6 | 7.48 | 0.10336 | 0 | 37.6 | 1 | 0
18.4 | 36.8 | 7.48 | 0.10336 | 0 | 36.8 | 1 | 0
19.76 | 39.52 | 11.23 | 0.12409 | 0 | 39.52 | 1 | 0
23.56 | 47.12 | 11.23 | 0.12409 | 0 | 47.12 | 1 | 0
24.2 | 48.4 | 11.23 | 0.12409 | 0 | 48.4 | 1 | 0
25.48 | 50.96 | 17.48 | 0.13136 | 0 | 50.96 | 1 | 0
25.32 | 50.64 | 17.48 | 0.13136 | 0 | 50.64 | 1 | 0
26.16 | 52.32 | 17.48 | 0.13136 | 0 | 52.32 | 1 | 0
26.64 | 53.28 | 17.48 | 0.13136 | 0 | 48.48 | 0.2 | 4.8
32.04 | 64.08 | 11.23 | 0.12409 | 0 | 64.08 | 0.2 | 0
24.92 | 49.84 | 11.23 | 0.12409 | 0 | 49.84 | 0.2 | 0
20.32 | 40.64 | 11.23 | 0.12409 | 0 | 40.64 | 0.2 | 0
19.64 | 39.28 | 7.48 | 0.10336 | 4.8 | 39.28 | 0.91885 | 0
17.24 | 34.48 | 7.48 | 0.10336 | 0.54188 | 34.48 | 1 | 0
16.2 | 32.4 | 7.48 | 0.10336 | 0 | 32.4 | 1 | 0
10.52 | 21.04 | 7.48 | 0.10336 | 0 | 21.04 | 1 | 0
9.72 | 19.44 | 7.48 | 0.10336 | 0 | 19.44 | 1 | 0
9 | 18 | 7.48 | 0.10336 | 0 | 18 | 1 | 0
8.64 | 17.28 | 7.48 | 0.10336 | 0 | 17.28 | 1 | 0
11.28 | 22.56 | 7.48 | 0.10336 | 0 | 22.56 | 1 | 0
12.12 | 24.24 | 7.48 | 0.10336 | 0 | 24.24 | 1 | 0
13.12 | 26.24 | 7.48 | 0.10336 | 0 | 26.24 | 1 | 0
20.56 | 41.12 | 7.48 | 0.10336 | 0 | 41.12 | 1 | 0
23 | 46 | 7.48 | 0.10336 | 0 | 46 | 1 | 0
24.88 | 49.76 | 7.48 | 0.10336 | 0 | 49.76 | 1 | 0
25.68 | 51.36 | 7.48 | 0.10336 | 0 | 51.36 | 1 | 0
28.84 | 57.68 | 11.23 | 0.12409 | 0 | 57.68 | 1 | 0
34.72 | 69.44 | 11.23 | 0.12409 | 0 | 69.44 | 1 | 0
29.48 | 58.96 | 11.23 | 0.12409 | 0 | 58.96 | 1 | 0
28.52 | 57.04 | 17.48 | 0.13136 | 0 | 57.04 | 1 | 0
27.96 | 55.92 | 17.48 | 0.13136 | 0 | 55.92 | 1 | 0
26.4 | 52.8 | 17.48 | 0.13136 | 0 | 52.8 | 1 | 0
26.96 | 53.92 | 17.48 | 0.13136 | 0 | 49.12 | 0.2 | 4.8
27.88 | 55.76 | 11.23 | 0.12409 | 0 | 55.76 | 0.2 | 0
28.08 | 56.16 | 11.23 | 0.12409 | 0 | 56.16 | 0.2 | 0
26.4 | 52.8 | 11.23 | 0.12409 | 0 | 52.8 | 0.2 | 0
27.8 | 55.6 | 7.48 | 0.10336 | 4.8 | 55.6 | 0.91885 | 0
24.92 | 49.84 | 7.48 | 0.10336 | 0.54188 | 49.84 | 1 | 0
15.96 | 31.92 | 7.48 | 0.10336 | 0 | 31.92 | 1 | 0
10.4 | 20.8 | 7.48 | 0.10336 | 0 | 20.8 | 1 | 0
9.2 | 18.4 | 7.48 | 0.10336 | 0 | 18.4 | 1 | 0
8.52 | 17.04 | 7.48 | 0.10336 | 0 | 17.04 | 1 | 0
7.76 | 15.52 | 7.48 | 0.10336 | 0 | 15.52 | 1 | 0
11.24 | 22.48 | 7.48 | 0.10336 | 0 | 22.48 | 1 | 0
11.6 | 23.2 | 7.48 | 0.10336 | 0 | 23.2 | 1 | 0
12.52 | 25.04 | 7.48 | 0.10336 | 0 | 25.04 | 1 | 0
19.6 | 39.2 | 7.48 | 0.10336 | 0 | 39.2 | 1 | 0
21.24 | 42.48 | 7.48 | 0.10336 | 0 | 42.48 | 1 | 0
23.56 | 47.12 | 7.48 | 0.10336 | 0 | 47.12 | 1 | 0
23.88 | 47.76 | 7.48 | 0.10336 | 0 | 47.76 | 1 | 0
35.28 | 70.56 | 11.23 | 0.12409 | 0 | 70.56 | 1 | 0
36.96 | 73.92 | 11.23 | 0.12409 | 0 | 73.92 | 1 | 0
37.04 | 74.08 | 11.23 | 0.12409 | 0 | 74.08 | 1 | 0
33.88 | 67.76 | 17.48 | 0.13136 | 0 | 67.76 | 1 | 0
35.64 | 71.28 | 17.48 | 0.13136 | 0 | 71.28 | 1 | 0
36.72 | 73.44 | 17.48 | 0.13136 | 0 | 73.44 | 1 | 0
39.96 | 79.92 | 17.48 | 0.13136 | 0 | 75.12 | 0.2 | 4.8
39.64 | 79.28 | 11.23 | 0.12409 | 0 | 79.28 | 0.2 | 0
34.72 | 69.44 | 11.23 | 0.12409 | 0 | 69.44 | 0.2 | 0
30.6 | 61.2 | 11.23 | 0.12409 | 0 | 61.2 | 0.2 | 0
30.52 | 61.04 | 7.48 | 0.10336 | 4.8 | 61.04 | 0.91885 | 0
25.44 | 50.88 | 7.48 | 0.10336 | 0.54188 | 50.88 | 1 | 0
15.64 | 31.28 | 7.48 | 0.10336 | 0 | 31.28 | 1 | 0
11.08 | 22.16 | 7.48 | 0.10336 | 0 | 22.16 | 1 | 0
9.48 | 18.96 | 7.48 | 0.10336 | 0 | 18.96 | 1 | 0
8.96 | 17.92 | 7.48 | 0.10336 | 0 | 17.92 | 1 | 0
8.4 | 16.8 | 7.48 | 0.10336 | 0 | 16.8 | 1 | 0
11.44 | 22.88 | 7.48 | 0.10336 | 0 | 22.88 | 1 | 0
12.6 | 25.2 | 7.48 | 0.10336 | 0 | 25.2 | 1 | 0
13.52 | 27.04 | 7.48 | 0.10336 | 0 | 27.04 | 1 | 0
20.6 | 41.2 | 7.48 | 0.10336 | 0 | 41.2 | 1 | 0
22.76 | 45.52 | 7.48 | 0.10336 | 0 | 45.52 | 1 | 0
23.4 | 46.8 | 7.48 | 0.10336 | 0 | 46.8 | 1 | 0
31.2 | 62.4 | 7.48 | 0.10336 | 0 | 62.4 | 1 | 0
35.48 | 70.96 | 11.23 | 0.12409 | 0 | 70.96 | 1 | 0
41.08 | 82.16 | 11.23 | 0.12409 | 0 | 82.16 | 1 | 0
43.36 | 86.72 | 11.23 | 0.12409 | 0 | 86.72 | 1 | 0
43.52 | 87.04 | 17.48 | 0.13136 | 0 | 87.04 | 1 | 0
42 | 84 | 17.48 | 0.13136 | 0 | 84 | 1 | 0
41.12 | 82.24 | 17.48 | 0.13136 | 0 | 82.24 | 1 | 0
42.6 | 85.2 | 17.48 | 0.13136 | 0 | 80.4 | 0.2 | 4.8
40.52 | 81.04 | 11.23 | 0.12409 | 0 | 81.04 | 0.2 | 0
37.88 | 75.76 | 11.23 | 0.12409 | 0 | 75.76 | 0.2 | 0
32.72 | 65.44 | 11.23 | 0.12409 | 0 | 65.44 | 0.2 | 0
33.2 | 66.4 | 7.48 | 0.10336 | 4.8 | 66.4 | 0.91885 | 0
30.64 | 61.28 | 7.48 | 0.10336 | 0.54188 | 61.28 | 1 | 0
23.56 | 47.12 | 7.48 | 0.10336 | 0 | 47.12 | 1 | 0
12.44 | 24.88 | 7.48 | 0.10336 | 0 | 24.88 | 1 | 0
9.68 | 19.36 | 7.48 | 0.10336 | 0 | 19.36 | 1 | 0
9.56 | 19.12 | 7.48 | 0.10336 | 0 | 19.12 | 1 | 0
15.56 | 31.12 | 7.48 | 0.10336 | 0 | 31.12 | 1 | 0
17.84 | 35.68 | 7.48 | 0.10336 | 0 | 35.68 | 1 | 0
15.32 | 30.64 | 7.48 | 0.10336 | 0 | 30.64 | 1 | 0
16.72 | 33.44 | 7.48 | 0.10336 | 0 | 33.44 | 1 | 0
22.76 | 45.52 | 7.48 | 0.10336 | 0 | 45.52 | 1 | 0
25.08 | 50.16 | 7.48 | 0.10336 | 0 | 50.16 | 1 | 0
30.28 | 60.56 | 7.48 | 0.10336 | 0 | 60.56 | 1 | 0
33.6 | 67.2 | 7.48 | 0.10336 | 0 | 67.2 | 1 | 0
41.12 | 82.24 | 11.23 | 0.12409 | 0 | 82.24 | 1 | 0
49.76 | 99.52 | 11.23 | 0.12409 | 0 | 99.52 | 1 | 0
47.84 | 95.68 | 11.23 | 0.12409 | 0 | 95.68 | 1 | 0
41.76 | 83.52 | 17.48 | 0.13136 | 0 | 83.52 | 1 | 0
39.76 | 79.52 | 17.48 | 0.13136 | 0 | 79.52 | 1 | 0
38.8 | 77.6 | 17.48 | 0.13136 | 0 | 77.6 | 1 | 0
39.72 | 79.44 | 17.48 | 0.13136 | 0 | 74.64 | 0.2 | 4.8
39.48 | 78.96 | 11.23 | 0.12409 | 0 | 78.96 | 0.2 | 0
37.8 | 75.6 | 11.23 | 0.12409 | 0 | 75.6 | 0.2 | 0
37.12 | 74.24 | 11.23 | 0.12409 | 0 | 74.24 | 0.2 | 0
36.84 | 73.68 | 7.48 | 0.10336 | 4.8 | 73.68 | 0.91885 | 0
32.76 | 65.52 | 7.48 | 0.10336 | 0.54188 | 65.52 | 1 | 0
18.48 | 36.96 | 7.48 | 0.10336 | 0 | 36.96 | 1 | 0
11.72 | 23.44 | 7.48 | 0.10336 | 0 | 23.44 | 1 | 0
9.76 | 19.52 | 7.48 | 0.10336 | 0 | 19.52 | 1 | 0
9.76 | 19.52 | 7.48 | 0.10336 | 0 | 19.52 | 1 | 0
9.96 | 19.92 | 7.48 | 0.10336 | 0 | 19.92 | 1 | 0
12.88 | 25.76 | 7.48 | 0.10336 | 0 | 25.76 | 1 | 0
13.96 | 27.92 | 7.48 | 0.10336 | 0 | 27.92 | 1 | 0
13.92 | 27.84 | 7.48 | 0.10336 | 0 | 27.84 | 1 | 0
20.4 | 40.8 | 7.48 | 0.10336 | 0 | 40.8 | 1 | 0
21.96 | 43.92 | 7.48 | 0.10336 | 0 | 43.92 | 1 | 0
23.12 | 46.24 | 7.48 | 0.10336 | 0 | 46.24 | 1 | 0
26.2 | 52.4 | 7.48 | 0.10336 | 0 | 52.4 | 1 | 0
25.56 | 51.12 | 7.48 | 0.10336 | 0 | 51.12 | 1 | 0
32.68 | 65.36 | 7.48 | 0.10336 | 0 | 65.36 | 1 | 0
28.88 | 57.76 | 7.48 | 0.10336 | 0 | 57.76 | 1 | 0
27.76 | 55.52 | 7.48 | 0.10336 | 0 | 55.52 | 1 | 0
28.88 | 57.76 | 7.48 | 0.10336 | 0 | 57.76 | 1 | 0
33.32 | 66.64 | 7.48 | 0.10336 | 0 | 66.64 | 1 | 0
27.2 | 54.4 | 7.48 | 0.10336 | 0 | 54.4 | 1 | 0
26.92 | 53.84 | 7.48 | 0.10336 | 0 | 53.84 | 1 | 0
26.92 | 53.84 | 7.48 | 0.10336 | 0 | 53.84 | 1 | 0
24.92 | 49.84 | 7.48 | 0.10336 | 0 | 49.84 | 1 | 0
22.8 | 45.6 | 7.48 | 0.10336 | 0 | 45.6 | 1 | 0
20.6 | 41.2 | 7.48 | 0.10336 | 0 | 41.2 | 1 | 0
16.8 | 33.6 | 7.48 | 0.10336 | 0 | 33.6 | 1 | 0
14.96 | 29.92 | 7.48 | 0.10336 | 0 | 29.92 | 1 | 0
13.88 | 27.76 | 7.48 | 0.10336 | 0 | 27.76 | 1 | 0
13.76 | 27.52 | 7.48 | 0.10336 | 0 | 27.52 | 1 | 0
14.36 | 28.72 | 7.48 | 0.10336 | 0 | 28.72 | 1 | 0
17.32 | 34.64 | 7.48 | 0.10336 | 0 | 34.64 | 1 | 0
17.48 | 34.96 | 7.48 | 0.10336 | 0 | 34.96 | 1 | 0
14.32 | 28.64 | 7.48 | 0.10336 | 0 | 28.64 | 1 | 0
14.88 | 29.76 | 7.48 | 0.10336 | 0 | 29.76 | 1 | 0
19 | 38 | 7.48 | 0.10336 | 0 | 38 | 1 | 0
19.6 | 39.2 | 7.48 | 0.10336 | 0 | 39.2 | 1 | 0
20.56 | 41.12 | 7.48 | 0.10336 | 0 | 41.12 | 1 | 0
20.52 | 41.04 | 7.48 | 0.10336 | 0 | 41.04 | 1 | 0
26.4 | 52.8 | 7.48 | 0.10336 | 0 | 52.8 | 1 | 0
27.72 | 55.44 | 7.48 | 0.10336 | 0 | 55.44 | 1 | 0
26.72 | 53.44 | 7.48 | 0.10336 | 0 | 53.44 | 1 | 0
28.6 | 57.2 | 7.48 | 0.10336 | 0 | 57.2 | 1 | 0
23.28 | 46.56 | 7.48 | 0.10336 | 0 | 46.56 | 1 | 0
26.04 | 52.08 | 7.48 | 0.10336 | 0 | 52.08 | 1 | 0
24.72 | 49.44 | 7.48 | 0.10336 | 0 | 49.44 | 1 | 0
19.96 | 39.92 | 7.48 | 0.10336 | 0 | 39.92 | 1 | 0
20 | 40 | 7.48 | 0.10336 | 0 | 40 | 1 | 0
20.28 | 40.56 | 7.48 | 0.10336 | 0 | 40.56 | 1 | 0
20.2 | 40.4 | 7.48 | 0.10336 | 0 | 40.4 | 1 | 0
14.92 | 29.84 | 7.48 | 0.10336 | 0 | 29.84 | 1 | 0
10.68 | 21.36 | 7.48 | 0.10336 | 0 | 21.36 | 1 | 0
11.44 | 22.88 | 7.48 | 0.10709 | 0 | 22.88 | 1 | 0
12.96 | 25.92 | 7.48 | 0.10709 | 0 | 25.92 | 1 | 0
13.72 | 27.44 | 7.48 | 0.10709 | 0 | 27.44 | 1 | 0
16.36 | 32.72 | 7.48 | 0.10709 | 0 | 32.72 | 1 | 0
16.2 | 32.4 | 7.48 | 0.10709 | 0 | 32.4 | 1 | 0
13.4 | 26.8 | 7.48 | 0.10709 | 0 | 26.8 | 1 | 0
13.64 | 27.28 | 7.48 | 0.10709 | 0 | 27.28 | 1 | 0
13.76 | 27.52 | 7.48 | 0.10709 | 0 | 27.52 | 1 | 0
18.24 | 36.48 | 7.48 | 0.10709 | 0 | 36.48 | 1 | 0
19.76 | 39.52 | 7.48 | 0.10709 | 0 | 39.52 | 1 | 0
20.76 | 41.52 | 7.48 | 0.12502 | 0 | 41.52 | 1 | 0
22.92 | 45.84 | 7.48 | 0.12502 | 0 | 45.84 | 1 | 0
22.08 | 44.16 | 7.48 | 0.12502 | 0 | 44.16 | 1 | 0
26.12 | 52.24 | 12.23 | 0.12502 | 0 | 52.24 | 1 | 0
25.48 | 50.96 | 12.23 | 0.12502 | 0 | 50.96 | 1 | 0
25.8 | 51.6 | 12.23 | 0.12502 | 0 | 51.6 | 1 | 0
24.44 | 48.88 | 12.23 | 0.12502 | 0 | 48.88 | 1 | 0
20.8 | 41.6 | 7.48 | 0.12502 | 0 | 41.6 | 1 | 0
19 | 38 | 7.48 | 0.12502 | 0 | 38 | 1 | 0
17.56 | 35.12 | 7.48 | 0.12502 | 0 | 30.32 | 0.2 | 4.8
19.12 | 38.24 | 7.48 | 0.10709 | 4.8 | 38.24 | 0.91885 | 0
20.6 | 41.2 | 7.48 | 0.10709 | 0.54188 | 41.2 | 1 | 0
19.04 | 38.08 | 7.48 | 0.10709 | 0 | 38.08 | 1 | 0
15.32 | 30.64 | 7.48 | 0.10709 | 0 | 30.64 | 1 | 0
14.16 | 28.32 | 7.48 | 0.10709 | 0 | 28.32 | 1 | 0
13.32 | 26.64 | 7.48 | 0.10709 | 0 | 26.64 | 1 | 0
13.24 | 26.48 | 7.48 | 0.10709 | 0 | 26.48 | 1 | 0
15.64 | 31.28 | 7.48 | 0.10709 | 0 | 31.28 | 1 | 0
15.76 | 31.52 | 7.48 | 0.10709 | 0 | 31.52 | 1 | 0
16.4 | 32.8 | 7.48 | 0.10709 | 0 | 32.8 | 1 | 0
17.76 | 35.52 | 7.48 | 0.10709 | 0 | 35.52 | 1 | 0
18.84 | 37.68 | 7.48 | 0.10709 | 0 | 37.68 | 1 | 0
20.88 | 41.76 | 7.48 | 0.10709 | 0 | 41.76 | 1 | 0
20.68 | 41.36 | 7.48 | 0.10709 | 0 | 41.36 | 1 | 0
22.64 | 45.28 | 7.48 | 0.12502 | 0 | 45.28 | 1 | 0
23.04 | 46.08 | 7.48 | 0.12502 | 0 | 46.08 | 1 | 0
24.36 | 48.72 | 7.48 | 0.12502 | 0 | 48.72 | 1 | 0
24.64 | 49.28 | 12.23 | 0.12502 | 0 | 49.28 | 1 | 0
26.32 | 52.64 | 12.23 | 0.12502 | 0 | 52.64 | 1 | 0
29.6 | 59.2 | 12.23 | 0.12502 | 0 | 59.2 | 1 | 0
29.68 | 59.36 | 12.23 | 0.12502 | 0 | 59.36 | 1 | 0
20.68 | 41.36 | 7.48 | 0.12502 | 0 | 41.36 | 1 | 0
19.32 | 38.64 | 7.48 | 0.12502 | 0 | 38.64 | 1 | 0
18.52 | 37.04 | 7.48 | 0.12502 | 0 | 32.24 | 0.2 | 4.8
19.48 | 38.96 | 7.48 | 0.10709 | 4.8 | 38.96 | 0.91885 | 0
19.52 | 39.04 | 7.48 | 0.10709 | 0.54188 | 39.04 | 1 | 0
18.96 | 37.92 | 7.48 | 0.10709 | 0 | 37.92 | 1 | 0
15.88 | 31.76 | 7.48 | 0.10709 | 0 | 31.76 | 1 | 0
14.88 | 29.76 | 7.48 | 0.10709 | 0 | 29.76 | 1 | 0
14.68 | 29.36 | 7.48 | 0.10709 | 0 | 29.36 | 1 | 0
14.4 | 28.8 | 7.48 | 0.10709 | 0 | 28.8 | 1 | 0
17.44 | 34.88 | 7.48 | 0.10709 | 0 | 34.88 | 1 | 0
17.56 | 35.12 | 7.48 | 0.10709 | 0 | 35.12 | 1 | 0
18.72 | 37.44 | 7.48 | 0.10709 | 0 | 37.44 | 1 | 0
19.44 | 38.88 | 7.48 | 0.10709 | 0 | 38.88 | 1 | 0
20.8 | 41.6 | 7.48 | 0.10709 | 0 | 41.6 | 1 | 0
22.92 | 45.84 | 7.48 | 0.10709 | 0 | 45.84 | 1 | 0
22.44 | 44.88 | 7.48 | 0.10709 | 0 | 44.88 | 1 | 0
22.6 | 45.2 | 7.48 | 0.12502 | 0 | 45.2 | 1 | 0
24 | 48 | 7.48 | 0.12502 | 0 | 48 | 1 | 0
30.04 | 60.08 | 7.48 | 0.12502 | 0 | 60.08 | 1 | 0
31 | 62 | 12.23 | 0.12502 | 0 | 62 | 1 | 0
32 | 64 | 12.23 | 0.12502 | 0 | 64 | 1 | 0
29.52 | 59.04 | 12.23 | 0.12502 | 0 | 59.04 | 1 | 0
30.48 | 60.96 | 12.23 | 0.12502 | 0 | 60.96 | 1 | 0
26.4 | 52.8 | 7.48 | 0.12502 | 0 | 52.8 | 1 | 0
23.28 | 46.56 | 7.48 | 0.12502 | 0 | 46.56 | 1 | 0
20.88 | 41.76 | 7.48 | 0.12502 | 0 | 36.96 | 0.2 | 4.8
21.48 | 42.96 | 7.48 | 0.10709 | 4.8 | 42.96 | 0.91885 | 0
21.64 | 43.28 | 7.48 | 0.10709 | 0.54188 | 43.28 | 1 | 0
21.12 | 42.24 | 7.48 | 0.10709 | 0 | 42.24 | 1 | 0
18.08 | 36.16 | 7.48 | 0.10709 | 0 | 36.16 | 1 | 0
16.8 | 33.6 | 7.48 | 0.10709 | 0 | 33.6 | 1 | 0
16.72 | 33.44 | 7.48 | 0.10709 | 0 | 33.44 | 1 | 0
16.56 | 33.12 | 7.48 | 0.10709 | 0 | 33.12 | 1 | 0
18.84 | 37.68 | 7.48 | 0.10709 | 0 | 37.68 | 1 | 0
19.04 | 38.08 | 7.48 | 0.10709 | 0 | 38.08 | 1 | 0
20.04 | 40.08 | 7.48 | 0.10709 | 0 | 40.08 | 1 | 0
20.84 | 41.68 | 7.48 | 0.10709 | 0 | 41.68 | 1 | 0
21.56 | 43.12 | 7.48 | 0.10709 | 0 | 43.12 | 1 | 0
22.32 | 44.64 | 7.48 | 0.10709 | 0 | 44.64 | 1 | 0
22.4 | 44.8 | 7.48 | 0.10709 | 0 | 44.8 | 1 | 0
23.68 | 47.36 | 7.48 | 0.12502 | 0 | 47.36 | 1 | 0
24.56 | 49.12 | 7.48 | 0.12502 | 0 | 49.12 | 1 | 0
26.16 | 52.32 | 7.48 | 0.12502 | 0 | 52.32 | 1 | 0
32.44 | 64.88 | 12.23 | 0.12502 | 0 | 64.88 | 1 | 0
31.56 | 63.12 | 12.23 | 0.12502 | 0 | 63.12 | 1 | 0
31.16 | 62.32 | 12.23 | 0.12502 | 0 | 62.32 | 1 | 0
30.56 | 61.12 | 12.23 | 0.12502 | 0 | 61.12 | 1 | 0
22.84 | 45.68 | 7.48 | 0.12502 | 0 | 45.68 | 1 | 0
20.36 | 40.72 | 7.48 | 0.12502 | 0 | 40.72 | 1 | 0
19.08 | 38.16 | 7.48 | 0.12502 | 0 | 33.36 | 0.2 | 4.8
20.08 | 40.16 | 7.48 | 0.10709 | 4.8 | 40.16 | 0.91885 | 0
20 | 40 | 7.48 | 0.10709 | 0.54188 | 40 | 1 | 0
19.76 | 39.52 | 7.48 | 0.10709 | 0 | 39.52 | 1 | 0
16.72 | 33.44 | 7.48 | 0.10709 | 0 | 33.44 | 1 | 0
15.52 | 31.04 | 7.48 | 0.10709 | 0 | 31.04 | 1 | 0
15.44 | 30.88 | 7.48 | 0.10709 | 0 | 30.88 | 1 | 0
15.6 | 31.2 | 7.48 | 0.10709 | 0 | 31.2 | 1 | 0
17.44 | 34.88 | 7.48 | 0.10709 | 0 | 34.88 | 1 | 0
17.2 | 34.4 | 7.48 | 0.10709 | 0 | 34.4 | 1 | 0
17.92 | 35.84 | 7.48 | 0.10709 | 0 | 35.84 | 1 | 0
19.12 | 38.24 | 7.48 | 0.10709 | 0 | 38.24 | 1 | 0
20.64 | 41.28 | 7.48 | 0.10709 | 0 | 41.28 | 1 | 0
21.88 | 43.76 | 7.48 | 0.10709 | 0 | 43.76 | 1 | 0
21.92 | 43.84 | 7.48 | 0.10709 | 0 | 43.84 | 1 | 0
23.4 | 46.8 | 7.48 | 0.12502 | 0 | 46.8 | 1 | 0
24.08 | 48.16 | 7.48 | 0.12502 | 0 | 48.16 | 1 | 0
28.88 | 57.76 | 7.48 | 0.12502 | 0 | 57.76 | 1 | 0
38.68 | 77.36 | 12.23 | 0.12502 | 0 | 77.36 | 1 | 0
42.6 | 85.2 | 12.23 | 0.12502 | 0 | 85.2 | 1 | 0
45.76 | 91.52 | 12.23 | 0.12502 | 0 | 86.72 | 0.2 | 4.8
39.6 | 79.2 | 12.23 | 0.12502 | 0 | 79.2 | 0.2 | 0
35.84 | 71.68 | 7.48 | 0.12502 | 0 | 71.68 | 0.2 | 0
27.52 | 55.04 | 7.48 | 0.12502 | 0 | 55.04 | 0.2 | 0
25.36 | 50.72 | 7.48 | 0.12502 | 0 | 50.72 | 0.2 | 0
26.12 | 52.24 | 7.48 | 0.10709 | 4.8 | 52.24 | 0.91885 | 0
25.84 | 51.68 | 7.48 | 0.10709 | 0.54188 | 51.68 | 1 | 0
25.44 | 50.88 | 7.48 | 0.10709 | 0 | 50.88 | 1 | 0
19.92 | 39.84 | 7.48 | 0.10709 | 0 | 39.84 | 1 | 0
18.2 | 36.4 | 7.48 | 0.10709 | 0 | 36.4 | 1 | 0
17.64 | 35.28 | 7.48 | 0.10709 | 0 | 35.28 | 1 | 0
18.28 | 36.56 | 7.48 | 0.10709 | 0 | 36.56 | 1 | 0
21.32 | 42.64 | 7.48 | 0.10709 | 0 | 42.64 | 1 | 0
23.72 | 47.44 | 7.48 | 0.10709 | 0 | 47.44 | 1 | 0
25.08 | 50.16 | 7.48 | 0.10709 | 0 | 50.16 | 1 | 0
26.2 | 52.4 | 7.48 | 0.10709 | 0 | 52.4 | 1 | 0
27.12 | 54.24 | 7.48 | 0.10709 | 0 | 54.24 | 1 | 0
27.56 | 55.12 | 7.48 | 0.10709 | 0 | 55.12 | 1 | 0
26.56 | 53.12 | 7.48 | 0.10709 | 0 | 53.12 | 1 | 0
26.32 | 52.64 | 7.48 | 0.10709 | 0 | 52.64 | 1 | 0
26.92 | 53.84 | 7.48 | 0.10709 | 0 | 53.84 | 1 | 0
31.04 | 62.08 | 7.48 | 0.10709 | 0 | 62.08 | 1 | 0
36.52 | 73.04 | 7.48 | 0.10709 | 0 | 73.04 | 1 | 0
44.36 | 88.72 | 7.48 | 0.10709 | 0 | 86.72 | 0.66667 | 2
37.2 | 74.4 | 7.48 | 0.10709 | 2.2258 | 74.4 | 1 | 0
36.16 | 72.32 | 7.48 | 0.10709 | 0 | 72.32 | 1 | 0
32.2 | 64.4 | 7.48 | 0.10709 | 0 | 64.4 | 1 | 0
25.36 | 50.72 | 7.48 | 0.10709 | 0 | 50.72 | 1 | 0
25.68 | 51.36 | 7.48 | 0.10709 | 0 | 51.36 | 1 | 0
24.36 | 48.72 | 7.48 | 0.10709 | 0 | 48.72 | 1 | 0
23.96 | 47.92 | 7.48 | 0.10709 | 0 | 47.92 | 1 | 0
23.4 | 46.8 | 7.48 | 0.10709 | 0 | 46.8 | 1 | 0
17.96 | 35.92 | 7.48 | 0.10709 | 0 | 35.92 | 1 | 0
15.8 | 31.6 | 7.48 | 0.10709 | 0 | 31.6 | 1 | 0
16.68 | 33.36 | 7.48 | 0.10709 | 0 | 33.36 | 1 | 0
15.6 | 31.2 | 7.48 | 0.10709 | 0 | 31.2 | 1 | 0
19 | 38 | 7.48 | 0.10709 | 0 | 38 | 1 | 0
20.2 | 40.4 | 7.48 | 0.10709 | 0 | 40.4 | 1 | 0
20.8 | 41.6 | 7.48 | 0.10709 | 0 | 41.6 | 1 | 0
22.6 | 45.2 | 7.48 | 0.10709 | 0 | 45.2 | 1 | 0
23.8 | 47.6 | 7.48 | 0.10709 | 0 | 47.6 | 1 | 0
23.52 | 47.04 | 7.48 | 0.10709 | 0 | 47.04 | 1 | 0
22.08 | 44.16 | 7.48 | 0.10709 | 0 | 44.16 | 1 | 0
22.76 | 45.52 | 7.48 | 0.10709 | 0 | 45.52 | 1 | 0
25.16 | 50.32 | 7.48 | 0.10709 | 0 | 50.32 | 1 | 0
23.32 | 46.64 | 7.48 | 0.10709 | 0 | 46.64 | 1 | 0
22.72 | 45.44 | 7.48 | 0.10709 | 0 | 45.44 | 1 | 0
22.76 | 45.52 | 7.48 | 0.10709 | 0 | 45.52 | 1 | 0
23.32 | 46.64 | 7.48 | 0.10709 | 0 | 46.64 | 1 | 0
23.52 | 47.04 | 7.48 | 0.10709 | 0 | 47.04 | 1 | 0
23.4 | 46.8 | 7.48 | 0.10709 | 0 | 46.8 | 1 | 0
18.48 | 36.96 | 7.48 | 0.10709 | 0 | 36.96 | 1 | 0
15.68 | 31.36 | 7.48 | 0.10709 | 0 | 31.36 | 1 | 0
16.68 | 33.36 | 7.48 | 0.10709 | 0 | 33.36 | 1 | 0
17 | 34 | 7.48 | 0.10709 | 0 | 34 | 1 | 0
17.2 | 34.4 | 7.48 | 0.10709 | 0 | 34.4 | 1 | 0
11.36 | 22.72 | 7.48 | 0.10709 | 0 | 22.72 | 1 | 0
9.6 | 19.2 | 7.48 | 0.10709 | 0 | 19.2 | 1 | 0
8.92 | 17.84 | 7.48 | 0.10709 | 0 | 17.84 | 1 | 0
10.04 | 20.08 | 7.48 | 0.10709 | 0 | 20.08 | 1 | 0
13.04 | 26.08 | 7.48 | 0.10709 | 0 | 26.08 | 1 | 0
14.68 | 29.36 | 7.48 | 0.10709 | 0 | 29.36 | 1 | 0
15.92 | 31.84 | 7.48 | 0.10709 | 0 | 31.84 | 1 | 0
17.16 | 34.32 | 7.48 | 0.10709 | 0 | 34.32 | 1 | 0
18.96 | 37.92 | 7.48 | 0.10709 | 0 | 37.92 | 1 | 0
23.56 | 47.12 | 7.48 | 0.10709 | 0 | 47.12 | 1 | 0
23.04 | 46.08 | 7.48 | 0.10709 | 0 | 46.08 | 1 | 0
24.32 | 48.64 | 7.48 | 0.12502 | 0 | 48.64 | 1 | 0
25.24 | 50.48 | 7.48 | 0.12502 | 0 | 50.48 | 1 | 0
25.04 | 50.08 | 7.48 | 0.12502 | 0 | 50.08 | 1 | 0
27.68 | 55.36 | 12.23 | 0.12502 | 0 | 55.36 | 1 | 0
27.68 | 55.36 | 12.23 | 0.12502 | 0 | 55.36 | 1 | 0
30.96 | 61.92 | 12.23 | 0.12502 | 0 | 61.92 | 1 | 0
33.68 | 67.36 | 12.23 | 0.12502 | 0 | 67.36 | 1 | 0
25.52 | 51.04 | 7.48 | 0.12502 | 0 | 51.04 | 1 | 0
21.12 | 42.24 | 7.48 | 0.12502 | 0 | 42.24 | 1 | 0
20.64 | 41.28 | 7.48 | 0.12502 | 0 | 36.48 | 0.2 | 4.8
23.04 | 46.08 | 7.48 | 0.10709 | 4.8 | 46.08 | 0.91885 | 0
25.44 | 50.88 | 7.48 | 0.10709 | 0.54188 | 50.88 | 1 | 0
24.88 | 49.76 | 7.48 | 0.10709 | 0 | 49.76 | 1 | 0
17.32 | 34.64 | 7.48 | 0.10709 | 0 | 34.64 | 1 | 0
13.4 | 26.8 | 7.48 | 0.10709 | 0 | 26.8 | 1 | 0
11.28 | 22.56 | 7.48 | 0.10709 | 0 | 22.56 | 1 | 0
11.8 | 23.6 | 7.48 | 0.10709 | 0 | 23.6 | 1 | 0
13.72 | 27.44 | 7.48 | 0.10709 | 0 | 27.44 | 1 | 0
15.8 | 31.6 | 7.48 | 0.10709 | 0 | 31.6 | 1 | 0
17.68 | 35.36 | 7.48 | 0.10709 | 0 | 35.36 | 1 | 0
25 | 50 | 7.48 | 0.10709 | 0 | 50 | 1 | 0
28.48 | 56.96 | 7.48 | 0.10709 | 0 | 56.96 | 1 | 0
29.32 | 58.64 | 7.48 | 0.10709 | 0 | 58.64 | 1 | 0
28.24 | 56.48 | 7.48 | 0.10709 | 0 | 56.48 | 1 | 0
29.04 | 58.08 | 7.48 | 0.12502 | 0 | 58.08 | 1 | 0
32.72 | 65.44 | 7.48 | 0.12502 | 0 | 65.44 | 1 | 0
28.12 | 56.24 | 7.48 | 0.12502 | 0 | 56.24 | 1 | 0
32.92 | 65.84 | 12.23 | 0.12502 | 0 | 65.84 | 1 | 0
35.84 | 71.68 | 12.23 | 0.12502 | 0 | 71.68 | 1 | 0
41.72 | 83.44 | 12.23 | 0.12502 | 0 | 83.44 | 1 | 0
39.92 | 79.84 | 12.23 | 0.12502 | 0 | 79.84 | 1 | 0
31.52 | 63.04 | 7.48 | 0.12502 | 0 | 63.04 | 1 | 0
31.76 | 63.52 | 7.48 | 0.12502 | 0 | 63.52 | 1 | 0
27.04 | 54.08 | 7.48 | 0.12502 | 0 | 49.28 | 0.2 | 4.8
26.64 | 53.28 | 7.48 | 0.10709 | 4.8 | 53.28 | 0.91885 | 0
26.4 | 52.8 | 7.48 | 0.10709 | 0.54188 | 52.8 | 1 | 0
22.44 | 44.88 | 7.48 | 0.10709 | 0 | 44.88 | 1 | 0
14.36 | 28.72 | 7.48 | 0.10709 | 0 | 28.72 | 1 | 0
11.92 | 23.84 | 7.48 | 0.10709 | 0 | 23.84 | 1 | 0
11.2 | 22.4 | 7.48 | 0.10709 | 0 | 22.4 | 1 | 0
14.72 | 29.44 | 7.48 | 0.10709 | 0 | 29.44 | 1 | 0
14.16 | 28.32 | 7.48 | 0.10709 | 0 | 28.32 | 1 | 0
15.24 | 30.48 | 7.48 | 0.10709 | 0 | 30.48 | 1 | 0
17.36 | 34.72 | 7.48 | 0.10709 | 0 | 34.72 | 1 | 0
24.52 | 49.04 | 7.48 | 0.10709 | 0 | 49.04 | 1 | 0
26.96 | 53.92 | 7.48 | 0.10709 | 0 | 53.92 | 1 | 0
33.28 | 66.56 | 7.48 | 0.10709 | 0 | 66.56 | 1 | 0
35.44 | 70.88 | 7.48 | 0.10709 | 0 | 70.88 | 1 | 0
34.68 | 69.36 | 7.48 | 0.12502 | 0 | 69.36 | 1 | 0
32.32 | 64.64 | 7.48 | 0.12502 | 0 | 64.64 | 1 | 0
30.4 | 60.8 | 7.48 | 0.12502 | 0 | 60.8 | 1 | 0
27.76 | 55.52 | 12.23 | 0.12502 | 0 | 55.52 | 1 | 0
27.4 | 54.8 | 12.23 | 0.12502 | 0 | 54.8 | 1 | 0
26.8 | 53.6 | 12.23 | 0.12502 | 0 | 53.6 | 1 | 0
26.28 | 52.56 | 12.23 | 0.12502 | 0 | 52.56 | 1 | 0
26.12 | 52.24 | 7.48 | 0.12502 | 0 | 52.24 | 1 | 0
27.44 | 54.88 | 7.48 | 0.12502 | 0 | 54.88 | 1 | 0
27.28 | 54.56 | 7.48 | 0.12502 | 0 | 49.76 | 0.2 | 4.8
26.96 | 53.92 | 7.48 | 0.10709 | 4.8 | 53.92 | 0.91885 | 0
26.56 | 53.12 | 7.48 | 0.10709 | 0.54188 | 53.12 | 1 | 0
27.28 | 54.56 | 7.48 | 0.10709 | 0 | 54.56 | 1 | 0
21.56 | 43.12 | 7.48 | 0.10709 | 0 | 43.12 | 1 | 0
19.24 | 38.48 | 7.48 | 0.10709 | 0 | 38.48 | 1 | 0
18.48 | 36.96 | 7.48 | 0.10709 | 0 | 36.96 | 1 | 0
18.8 | 37.6 | 7.48 | 0.10709 | 0 | 37.6 | 1 | 0
16.96 | 33.92 | 7.48 | 0.10709 | 0 | 33.92 | 1 | 0
15 | 30 | 7.48 | 0.10709 | 0 | 30 | 1 | 0
16.12 | 32.24 | 7.48 | 0.10709 | 0 | 32.24 | 1 | 0
23.68 | 47.36 | 7.48 | 0.10709 | 0 | 47.36 | 1 | 0
26.36 | 52.72 | 7.48 | 0.10709 | 0 | 52.72 | 1 | 0
27.2 | 54.4 | 7.48 | 0.10709 | 0 | 54.4 | 1 | 0
28.8 | 57.6 | 7.48 | 0.10709 | 0 | 57.6 | 1 | 0
31.48 | 62.96 | 7.48 | 0.12502 | 0 | 62.96 | 1 | 0
32.88 | 65.76 | 7.48 | 0.12502 | 0 | 65.76 | 1 | 0
29.64 | 59.28 | 7.48 | 0.12502 | 0 | 59.28 | 1 | 0
27.96 | 55.92 | 12.23 | 0.12502 | 0 | 55.92 | 1 | 0
28.52 | 57.04 | 12.23 | 0.12502 | 0 | 57.04 | 1 | 0
25.28 | 50.56 | 12.23 | 0.12502 | 0 | 50.56 | 1 | 0
25.28 | 50.56 | 12.23 | 0.12502 | 0 | 50.56 | 1 | 0
25.88 | 51.76 | 7.48 | 0.12502 | 0 | 51.76 | 1 | 0
26.52 | 53.04 | 7.48 | 0.12502 | 0 | 53.04 | 1 | 0
26.32 | 52.64 | 7.48 | 0.12502 | 0 | 47.84 | 0.2 | 4.8
27.4 | 54.8 | 7.48 | 0.10709 | 4.8 | 54.8 | 0.91885 | 0
27.16 | 54.32 | 7.48 | 0.10709 | 0.54188 | 54.32 | 1 | 0
23.48 | 46.96 | 7.48 | 0.10709 | 0 | 46.96 | 1 | 0
15.88 | 31.76 | 7.48 | 0.10709 | 0 | 31.76 | 1 | 0
13.28 | 26.56 | 7.48 | 0.10709 | 0 | 26.56 | 1 | 0
12.8 | 25.6 | 7.48 | 0.10709 | 0 | 25.6 | 1 | 0
12.96 | 25.92 | 7.48 | 0.10709 | 0 | 25.92 | 1 | 0
14.6 | 29.2 | 7.48 | 0.10709 | 0 | 29.2 | 1 | 0
15.6 | 31.2 | 7.48 | 0.10709 | 0 | 31.2 | 1 | 0
17.24 | 34.48 | 7.48 | 0.10709 | 0 | 34.48 | 1 | 0
24.32 | 48.64 | 7.48 | 0.10709 | 0 | 48.64 | 1 | 0
26.64 | 53.28 | 7.48 | 0.10709 | 0 | 53.28 | 1 | 0
30.2 | 60.4 | 7.48 | 0.10709 | 0 | 60.4 | 1 | 0
29.56 | 59.12 | 7.48 | 0.10709 | 0 | 59.12 | 1 | 0
29.88 | 59.76 | 7.48 | 0.12502 | 0 | 59.76 | 1 | 0
31.16 | 62.32 | 7.48 | 0.12502 | 0 | 62.32 | 1 | 0
30.2 | 60.4 | 7.48 | 0.12502 | 0 | 60.4 | 1 | 0
27.16 | 54.32 | 12.23 | 0.12502 | 0 | 54.32 | 1 | 0
26.2 | 52.4 | 12.23 | 0.12502 | 0 | 52.4 | 1 | 0
26.12 | 52.24 | 12.23 | 0.12502 | 0 | 52.24 | 1 | 0
25.48 | 50.96 | 12.23 | 0.12502 | 0 | 50.96 | 1 | 0
25.56 | 51.12 | 7.48 | 0.12502 | 0 | 51.12 | 1 | 0
27.16 | 54.32 | 7.48 | 0.12502 | 0 | 54.32 | 1 | 0
28.8 | 57.6 | 7.48 | 0.12502 | 0 | 52.8 | 0.2 | 4.8
27.96 | 55.92 | 7.48 | 0.10709 | 4.8 | 55.92 | 0.91885 | 0
26.76 | 53.52 | 7.48 | 0.10709 | 0.54188 | 53.52 | 1 | 0
26.48 | 52.96 | 7.48 | 0.10709 | 0 | 52.96 | 1 | 0
19.36 | 38.72 | 7.48 | 0.10709 | 0 | 38.72 | 1 | 0
17.16 | 34.32 | 7.48 | 0.10709 | 0 | 34.32 | 1 | 0
17.4 | 34.8 | 7.48 | 0.10709 | 0 | 34.8 | 1 | 0
18.52 | 37.04 | 7.48 | 0.10709 | 0 | 37.04 | 1 | 0
15.64 | 31.28 | 7.48 | 0.10709 | 0 | 31.28 | 1 | 0
17.2 | 34.4 | 7.48 | 0.10709 | 0 | 34.4 | 1 | 0
18.76 | 37.52 | 7.48 | 0.10709 | 0 | 37.52 | 1 | 0
25.32 | 50.64 | 7.48 | 0.10709 | 0 | 50.64 | 1 | 0
27.8 | 55.6 | 7.48 | 0.10709 | 0 | 55.6 | 1 | 0
29.56 | 59.12 | 7.48 | 0.10709 | 0 | 59.12 | 1 | 0
30 | 60 | 7.48 | 0.10709 | 0 | 60 | 1 | 0
33.48 | 66.96 | 7.48 | 0.10709 | 0 | 66.96 | 1 | 0
33.72 | 67.44 | 7.48 | 0.10709 | 0 | 67.44 | 1 | 0
31.2 | 62.4 | 7.48 | 0.10709 | 0 | 62.4 | 1 | 0
30.36 | 60.72 | 7.48 | 0.10709 | 0 | 60.72 | 1 | 0
29.56 | 59.12 | 7.48 | 0.10709 | 0 | 59.12 | 1 | 0
29.6 | 59.2 | 7.48 | 0.10709 | 0 | 59.2 | 1 | 0
29 | 58 | 7.48 | 0.10709 | 0 | 58 | 1 | 0
28.68 | 57.36 | 7.48 | 0.10709 | 0 | 57.36 | 1 | 0
27.8 | 55.6 | 7.48 | 0.10709 | 0 | 55.6 | 1 | 0
28.84 | 57.68 | 7.48 | 0.10709 | 0 | 57.68 | 1 | 0
29.8 | 59.6 | 7.48 | 0.10709 | 0 | 59.6 | 1 | 0
26.32 | 52.64 | 7.48 | 0.10709 | 0 | 52.64 | 1 | 0
19.56 | 39.12 | 7.48 | 0.10709 | 0 | 39.12 | 1 | 0
13.52 | 27.04 | 7.48 | 0.10709 | 0 | 27.04 | 1 | 0
14.2 | 28.4 | 7.48 | 0.10709 | 0 | 28.4 | 1 | 0
17.28 | 34.56 | 7.48 | 0.10709 | 0 | 34.56 | 1 | 0
19.92 | 39.84 | 7.48 | 0.10709 | 0 | 39.84 | 1 | 0
20.52 | 41.04 | 7.48 | 0.10709 | 0 | 41.04 | 1 | 0
16.8 | 33.6 | 7.48 | 0.10709 | 0 | 33.6 | 1 | 0
18.2 | 36.4 | 7.48 | 0.10709 | 0 | 36.4 | 1 | 0
18.44 | 36.88 | 7.48 | 0.10709 | 0 | 36.88 | 1 | 0
23.68 | 47.36 | 7.48 | 0.10709 | 0 | 47.36 | 1 | 0
25.4 | 50.8 | 7.48 | 0.10709 | 0 | 50.8 | 1 | 0
26.84 | 53.68 | 7.48 | 0.10709 | 0 | 53.68 | 1 | 0
25.36 | 50.72 | 7.48 | 0.10709 | 0 | 50.72 | 1 | 0
25.44 | 50.88 | 7.48 | 0.10709 | 0 | 50.88 | 1 | 0
24.04 | 48.08 | 7.48 | 0.10709 | 0 | 48.08 | 1 | 0
24.24 | 48.48 | 7.48 | 0.10709 | 0 | 48.48 | 1 | 0
24.92 | 49.84 | 7.48 | 0.10709 | 0 | 49.84 | 1 | 0
24.4 | 48.8 | 7.48 | 0.10709 | 0 | 48.8 | 1 | 0
25.2 | 50.4 | 7.48 | 0.10709 | 0 | 50.4 | 1 | 0
25.36 | 50.72 | 7.48 | 0.10709 | 0 | 50.72 | 1 | 0
22.8 | 45.6 | 7.48 | 0.10709 | 0 | 45.6 | 1 | 0
22.72 | 45.44 | 7.48 | 0.10709 | 0 | 45.44 | 1 | 0
23.96 | 47.92 | 7.48 | 0.10709 | 0 | 47.92 | 1 | 0
24.16 | 48.32 | 7.48 | 0.10709 | 0 | 48.32 | 1 | 0
19.68 | 39.36 | 7.48 | 0.10709 | 0 | 39.36 | 1 | 0
12.68 | 25.36 | 7.48 | 0.10709 | 0 | 25.36 | 1 | 0
10.56 | 21.12 | 7.48 | 0.10709 | 0 | 21.12 | 1 | 0
11.28 | 22.56 | 7.48 | 0.10709 | 0 | 22.56 | 1 | 0
13.8 | 27.6 | 7.48 | 0.10709 | 0 | 27.6 | 1 | 0
15.92 | 31.84 | 7.48 | 0.10709 | 0 | 31.84 | 1 | 0
16.2 | 32.4 | 7.48 | 0.10709 | 0 | 32.4 | 1 | 0
17.28 | 34.56 | 7.48 | 0.10709 | 0 | 34.56 | 1 | 0
17.44 | 34.88 | 7.48 | 0.10709 | 0 | 34.88 | 1 | 0
17.84 | 35.68 | 7.48 | 0.10709 | 0 | 35.68 | 1 | 0
24.8 | 49.6 | 7.48 | 0.10709 | 0 | 49.6 | 1 | 0
25.08 | 50.16 | 7.48 | 0.10709 | 0 | 50.16 | 1 | 0
25 | 50 | 7.48 | 0.12502 | 0 | 50 | 1 | 0
24.72 | 49.44 | 7.48 | 0.12502 | 0 | 49.44 | 1 | 0
24.16 | 48.32 | 7.48 | 0.12502 | 0 | 48.32 | 1 | 0
27.24 | 54.48 | 12.23 | 0.12502 | 0 | 54.48 | 1 | 0
30.48 | 60.96 | 12.23 | 0.12502 | 0 | 60.96 | 1 | 0
31.76 | 63.52 | 12.23 | 0.12502 | 0 | 63.52 | 1 | 0
31.4 | 62.8 | 12.23 | 0.12502 | 0 | 62.8 | 1 | 0
26.48 | 52.96 | 7.48 | 0.12502 | 0 | 52.96 | 1 | 0
22.16 | 44.32 | 7.48 | 0.12502 | 0 | 44.32 | 1 | 0
16.84 | 33.68 | 7.48 | 0.12502 | 0 | 28.88 | 0.2 | 4.8
17.24 | 34.48 | 7.48 | 0.10709 | 4.8 | 34.48 | 0.91885 | 0
20.4 | 40.8 | 7.48 | 0.10709 | 0.54188 | 40.8 | 1 | 0
22.4 | 44.8 | 7.48 | 0.10709 | 0 | 44.8 | 1 | 0
16 | 32 | 7.48 | 0.10709 | 0 | 32 | 1 | 0
13.12 | 26.24 | 7.48 | 0.10709 | 0 | 26.24 | 1 | 0
13.04 | 26.08 | 7.48 | 0.10709 | 0 | 26.08 | 1 | 0
15.68 | 31.36 | 7.48 | 0.10709 | 0 | 31.36 | 1 | 0
17.8 | 35.6 | 7.48 | 0.10709 | 0 | 35.6 | 1 | 0
17.96 | 35.92 | 7.48 | 0.10709 | 0 | 35.92 | 1 | 0
17.68 | 35.36 | 7.48 | 0.10709 | 0 | 35.36 | 1 | 0
24.88 | 49.76 | 7.48 | 0.10709 | 0 | 49.76 | 1 | 0
24.52 | 49.04 | 7.48 | 0.10709 | 0 | 49.04 | 1 | 0
29.08 | 58.16 | 7.48 | 0.10709 | 0 | 58.16 | 1 | 0
30.64 | 61.28 | 7.48 | 0.10709 | 0 | 61.28 | 1 | 0
31.36 | 62.72 | 7.48 | 0.12502 | 0 | 62.72 | 1 | 0
33.36 | 66.72 | 7.48 | 0.12502 | 0 | 66.72 | 1 | 0
30 | 60 | 7.48 | 0.12502 | 0 | 60 | 1 | 0
33.4 | 66.8 | 12.23 | 0.12502 | 0 | 66.8 | 1 | 0
36.24 | 72.48 | 12.23 | 0.12502 | 0 | 72.48 | 1 | 0
36.84 | 73.68 | 12.23 | 0.12502 | 0 | 73.68 | 1 | 0
37.08 | 74.16 | 12.23 | 0.12502 | 0 | 74.16 | 1 | 0
33.48 | 66.96 | 7.48 | 0.12502 | 0 | 66.96 | 1 | 0
28.88 | 57.76 | 7.48 | 0.12502 | 0 | 57.76 | 1 | 0
29.2 | 58.4 | 7.48 | 0.12502 | 0 | 53.6 | 0.2 | 4.8
28.16 | 56.32 | 7.48 | 0.10709 | 4.8 | 56.32 | 0.91885 | 0
26 | 52 | 7.48 | 0.10709 | 0.54188 | 52 | 1 | 0
18.92 | 37.84 | 7.48 | 0.10709 | 0 | 37.84 | 1 | 0
12.56 | 25.12 | 7.48 | 0.10709 | 0 | 25.12 | 1 | 0
10.48 | 20.96 | 7.48 | 0.10709 | 0 | 20.96 | 1 | 0
10.44 | 20.88 | 7.48 | 0.10709 | 0 | 20.88 | 1 | 0
12.72 | 25.44 | 7.48 | 0.10709 | 0 | 25.44 | 1 | 0
15.36 | 30.72 | 7.48 | 0.10709 | 0 | 30.72 | 1 | 0
15.76 | 31.52 | 7.48 | 0.10709 | 0 | 31.52 | 1 | 0
18.08 | 36.16 | 7.48 | 0.10709 | 0 | 36.16 | 1 | 0
25.52 | 51.04 | 7.48 | 0.10709 | 0 | 51.04 | 1 | 0
24.76 | 49.52 | 7.48 | 0.10709 | 0 | 49.52 | 1 | 0
29.24 | 58.48 | 7.48 | 0.10709 | 0 | 58.48 | 1 | 0
33.84 | 67.68 | 7.48 | 0.10709 | 0 | 67.68 | 1 | 0
34.64 | 69.28 | 7.48 | 0.12502 | 0 | 69.28 | 1 | 0
31.84 | 63.68 | 7.48 | 0.12502 | 0 | 63.68 | 1 | 0
29.88 | 59.76 | 7.48 | 0.12502 | 0 | 59.76 | 1 | 0
28.36 | 56.72 | 12.23 | 0.12502 | 0 | 56.72 | 1 | 0
27.8 | 55.6 | 12.23 | 0.12502 | 0 | 55.6 | 1 | 0
27.6 | 55.2 | 12.23 | 0.12502 | 0 | 55.2 | 1 | 0
27.32 | 54.64 | 12.23 | 0.12502 | 0 | 54.64 | 1 | 0
27.04 | 54.08 | 7.48 | 0.12502 | 0 | 54.08 | 1 | 0
28.12 | 56.24 | 7.48 | 0.12502 | 0 | 56.24 | 1 | 0
27.48 | 54.96 | 7.48 | 0.12502 | 0 | 50.16 | 0.2 | 4.8
25.52 | 51.04 | 7.48 | 0.10709 | 4.8 | 51.04 | 0.91885 | 0
24.96 | 49.92 | 7.48 | 0.10709 | 0.54188 | 49.92 | 1 | 0
17.44 | 34.88 | 7.48 | 0.10709 | 0 | 34.88 | 1 | 0
12.24 | 24.48 | 7.48 | 0.10709 | 0 | 24.48 | 1 | 0
10.6 | 21.2 | 7.48 | 0.10709 | 0 | 21.2 | 1 | 0
9.84 | 19.68 | 7.48 | 0.10709 | 0 | 19.68 | 1 | 0
11.48 | 22.96 | 7.48 | 0.10709 | 0 | 22.96 | 1 | 0
14.4 | 28.8 | 7.48 | 0.10709 | 0 | 28.8 | 1 | 0
15.76 | 31.52 | 7.48 | 0.10709 | 0 | 31.52 | 1 | 0
16.52 | 33.04 | 7.48 | 0.10709 | 0 | 33.04 | 1 | 0
22.6 | 45.2 | 7.48 | 0.10709 | 0 | 45.2 | 1 | 0
25.6 | 51.2 | 7.48 | 0.10709 | 0 | 51.2 | 1 | 0
26.2 | 52.4 | 7.48 | 0.10709 | 0 | 52.4 | 1 | 0
28.52 | 57.04 | 7.48 | 0.10709 | 0 | 57.04 | 1 | 0
33.28 | 66.56 | 7.48 | 0.12502 | 0 | 66.56 | 1 | 0
32.4 | 64.8 | 7.48 | 0.12502 | 0 | 64.8 | 1 | 0
30.16 | 60.32 | 7.48 | 0.12502 | 0 | 60.32 | 1 | 0
28.88 | 57.76 | 12.23 | 0.12502 | 0 | 57.76 | 1 | 0
30.16 | 60.32 | 12.23 | 0.12502 | 0 | 60.32 | 1 | 0
27.24 | 54.48 | 12.23 | 0.12502 | 0 | 54.48 | 1 | 0
29.08 | 58.16 | 12.23 | 0.12502 | 0 | 58.16 | 1 | 0
31 | 62 | 7.48 | 0.12502 | 0 | 62 | 1 | 0
30.44 | 60.88 | 7.48 | 0.12502 | 0 | 60.88 | 1 | 0
27.44 | 54.88 | 7.48 | 0.12502 | 0 | 50.08 | 0.2 | 4.8
26.32 | 52.64 | 7.48 | 0.10709 | 4.8 | 52.64 | 0.91885 | 0
25.96 | 51.92 | 7.48 | 0.10709 | 0.54188 | 51.92 | 1 | 0
22.76 | 45.52 | 7.48 | 0.10709 | 0 | 45.52 | 1 | 0
16.88 | 33.76 | 7.48 | 0.10709 | 0 | 33.76 | 1 | 0
15.32 | 30.64 | 7.48 | 0.10709 | 0 | 30.64 | 1 | 0
14.28 | 28.56 | 7.48 | 0.10709 | 0 | 28.56 | 1 | 0
14 | 28 | 7.48 | 0.10709 | 0 | 28 | 1 | 0
18.28 | 36.56 | 7.48 | 0.10709 | 0 | 36.56 | 1 | 0
18.32 | 36.64 | 7.48 | 0.10709 | 0 | 36.64 | 1 | 0
15.88 | 31.76 | 7.48 | 0.10709 | 0 | 31.76 | 1 | 0
23.16 | 46.32 | 7.48 | 0.10709 | 0 | 46.32 | 1 | 0
25.68 | 51.36 | 7.48 | 0.10709 | 0 | 51.36 | 1 | 0
29.28 | 58.56 | 7.48 | 0.10709 | 0 | 58.56 | 1 | 0
27.84 | 55.68 | 7.48 | 0.10709 | 0 | 55.68 | 1 | 0
30.72 | 61.44 | 7.48 | 0.12502 | 0 | 61.44 | 1 | 0
31.44 | 62.88 | 7.48 | 0.12502 | 0 | 62.88 | 1 | 0
28.36 | 56.72 | 7.48 | 0.12502 | 0 | 56.72 | 1 | 0
26.4 | 52.8 | 12.23 | 0.12502 | 0 | 52.8 | 1 | 0
25.72 | 51.44 | 12.23 | 0.12502 | 0 | 51.44 | 1 | 0
26.56 | 53.12 | 12.23 | 0.12502 | 0 | 53.12 | 1 | 0
26.4 | 52.8 | 12.23 | 0.12502 | 0 | 52.8 | 1 | 0
26.96 | 53.92 | 7.48 | 0.12502 | 0 | 53.92 | 1 | 0
27.96 | 55.92 | 7.48 | 0.12502 | 0 | 55.92 | 1 | 0
28.2 | 56.4 | 7.48 | 0.12502 | 0 | 51.6 | 0.2 | 4.8
27.36 | 54.72 | 7.48 | 0.10709 | 4.8 | 54.72 | 0.91885 | 0
27.4 | 54.8 | 7.48 | 0.10709 | 0.54188 | 54.8 | 1 | 0
24.92 | 49.84 | 7.48 | 0.10709 | 0 | 49.84 | 1 | 0
17.4 | 34.8 | 7.48 | 0.10709 | 0 | 34.8 | 1 | 0
15.52 | 31.04 | 7.48 | 0.10709 | 0 | 31.04 | 1 | 0
15 | 30 | 7.48 | 0.10709 | 0 | 30 | 1 | 0
15.36 | 30.72 | 7.48 | 0.10709 | 0 | 30.72 | 1 | 0
18.48 | 36.96 | 7.48 | 0.10709 | 0 | 36.96 | 1 | 0
16.28 | 32.56 | 7.48 | 0.10709 | 0 | 32.56 | 1 | 0
16.36 | 32.72 | 7.48 | 0.10709 | 0 | 32.72 | 1 | 0
24.2 | 48.4 | 7.48 | 0.10709 | 0 | 48.4 | 1 | 0
27.8 | 55.6 | 7.48 | 0.10709 | 0 | 55.6 | 1 | 0
30.36 | 60.72 | 7.48 | 0.10709 | 0 | 60.72 | 1 | 0
33.72 | 67.44 | 7.48 | 0.10709 | 0 | 67.44 | 1 | 0
31.72 | 63.44 | 7.48 | 0.10709 | 0 | 63.44 | 1 | 0
30.8 | 61.6 | 7.48 | 0.10709 | 0 | 61.6 | 1 | 0
30.24 | 60.48 | 7.48 | 0.10709 | 0 | 60.48 | 1 | 0
27.28 | 54.56 | 7.48 | 0.10709 | 0 | 54.56 | 1 | 0
26.84 | 53.68 | 7.48 | 0.10709 | 0 | 53.68 | 1 | 0
26.84 | 53.68 | 7.48 | 0.10709 | 0 | 53.68 | 1 | 0
25.68 | 51.36 | 7.48 | 0.10709 | 0 | 51.36 | 1 | 0
25.72 | 51.44 | 7.48 | 0.10709 | 0 | 51.44 | 1 | 0
28.68 | 57.36 | 7.48 | 0.10709 | 0 | 57.36 | 1 | 0
24.96 | 49.92 | 7.48 | 0.10709 | 0 | 49.92 | 1 | 0
22.16 | 44.32 | 7.48 | 0.10709 | 0 | 44.32 | 1 | 0
20.92 | 41.84 | 7.48 | 0.10709 | 0 | 41.84 | 1 | 0
19.16 | 38.32 | 7.48 | 0.10709 | 0 | 38.32 | 1 | 0
13.04 | 26.08 | 7.48 | 0.10709 | 0 | 26.08 | 1 | 0
12.84 | 25.68 | 7.48 | 0.10709 | 0 | 25.68 | 1 | 0
15.24 | 30.48 | 7.48 | 0.10709 | 0 | 30.48 | 1 | 0
13.6 | 27.2 | 7.48 | 0.10709 | 0 | 27.2 | 1 | 0
13.84 | 27.68 | 7.48 | 0.10709 | 0 | 27.68 | 1 | 0
15.04 | 30.08 | 7.48 | 0.10709 | 0 | 30.08 | 1 | 0
16.08 | 32.16 | 7.48 | 0.10709 | 0 | 32.16 | 1 | 0
17.52 | 35.04 | 7.48 | 0.10709 | 0 | 35.04 | 1 | 0
18.44 | 36.88 | 7.48 | 0.10709 | 0 | 36.88 | 1 | 0
20.04 | 40.08 | 7.48 | 0.10709 | 0 | 40.08 | 1 | 0
21.32 | 42.64 | 7.48 | 0.10709 | 0 | 42.64 | 1 | 0
21.24 | 42.48 | 7.48 | 0.10709 | 0 | 42.48 | 1 | 0
21.68 | 43.36 | 7.48 | 0.10709 | 0 | 43.36 | 1 | 0
22.08 | 44.16 | 7.48 | 0.10709 | 0 | 44.16 | 1 | 0
27 | 54 | 7.48 | 0.10709 | 0 | 54 | 1 | 0
27.44 | 54.88 | 7.48 | 0.10709 | 0 | 54.88 | 1 | 0
28.32 | 56.64 | 7.48 | 0.10709 | 0 | 56.64 | 1 | 0
28.24 | 56.48 | 7.48 | 0.10709 | 0 | 56.48 | 1 | 0
27.96 | 55.92 | 7.48 | 0.10709 | 0 | 55.92 | 1 | 0
28.72 | 57.44 | 7.48 | 0.10709 | 0 | 57.44 | 1 | 0
29.2 | 58.4 | 7.48 | 0.10709 | 0 | 58.4 | 1 | 0
24.48 | 48.96 | 7.48 | 0.10709 | 0 | 48.96 | 1 | 0
18.84 | 37.68 | 7.48 | 0.10709 | 0 | 37.68 | 1 | 0
17.64 | 35.28 | 7.48 | 0.10709 | 0 | 35.28 | 1 | 0
12.28 | 24.56 | 7.48 | 0.10709 | 0 | 24.56 | 1 | 0
12.92 | 25.84 | 7.48 | 0.10709 | 0 | 25.84 | 1 | 0
15.2 | 30.4 | 7.48 | 0.10709 | 0 | 30.4 | 1 | 0
14 | 28 | 7.48 | 0.10709 | 0 | 28 | 1 | 0
15.84 | 31.68 | 7.48 | 0.10709 | 0 | 31.68 | 1 | 0
15.84 | 31.68 | 7.48 | 0.10709 | 0 | 31.68 | 1 | 0
16.32 | 32.64 | 7.48 | 0.10709 | 0 | 32.64 | 1 | 0
16.52 | 33.04 | 7.48 | 0.10709 | 0 | 33.04 | 1 | 0
18.2 | 36.4 | 7.48 | 0.10709 | 0 | 36.4 | 1 | 0
23.92 | 47.84 | 7.48 | 0.10709 | 0 | 47.84 | 1 | 0
24.44 | 48.88 | 7.48 | 0.10709 | 0 | 48.88 | 1 | 0
24.84 | 49.68 | 7.48 | 0.12502 | 0 | 49.68 | 1 | 0
24.84 | 49.68 | 7.48 | 0.12502 | 0 | 49.68 | 1 | 0
24.36 | 48.72 | 7.48 | 0.12502 | 0 | 48.72 | 1 | 0
25.2 | 50.4 | 12.23 | 0.12502 | 0 | 50.4 | 1 | 0
26.36 | 52.72 | 12.23 | 0.12502 | 0 | 52.72 | 1 | 0
26.76 | 53.52 | 12.23 | 0.12502 | 0 | 53.52 | 1 | 0
25.08 | 50.16 | 12.23 | 0.12502 | 0 | 50.16 | 1 | 0
24.28 | 48.56 | 7.48 | 0.12502 | 0 | 48.56 | 1 | 0
23.04 | 46.08 | 7.48 | 0.12502 | 0 | 46.08 | 1 | 0
19.6 | 39.2 | 7.48 | 0.12502 | 0 | 34.4 | 0.2 | 4.8
17.08 | 34.16 | 7.48 | 0.10709 | 4.8 | 34.16 | 0.91885 | 0
20.32 | 40.64 | 7.48 | 0.10709 | 0.54188 | 40.64 | 1 | 0
19.72 | 39.44 | 7.48 | 0.10709 | 0 | 39.44 | 1 | 0
12.96 | 25.92 | 7.48 | 0.10709 | 0 | 25.92 | 1 | 0
10.84 | 21.68 | 7.48 | 0.10709 | 0 | 21.68 | 1 | 0
11.32 | 22.64 | 7.48 | 0.10709 | 0 | 22.64 | 1 | 0
13.2 | 26.4 | 7.48 | 0.10709 | 0 | 26.4 | 1 | 0
16.08 | 32.16 | 7.48 | 0.10709 | 0 | 32.16 | 1 | 0
16.04 | 32.08 | 7.48 | 0.10709 | 0 | 32.08 | 1 | 0
18.52 | 37.04 | 7.48 | 0.10709 | 0 | 37.04 | 1 | 0
23.76 | 47.52 | 7.48 | 0.10709 | 0 | 47.52 | 1 | 0
24.24 | 48.48 | 7.48 | 0.10709 | 0 | 48.48 | 1 | 0
28 | 56 | 7.48 | 0.10709 | 0 | 56 | 1 | 0
28.4 | 56.8 | 7.48 | 0.10709 | 0 | 56.8 | 1 | 0
32.4 | 64.8 | 7.48 | 0.12502 | 0 | 64.8 | 1 | 0
33.92 | 67.84 | 7.48 | 0.12502 | 0 | 67.84 | 1 | 0
30.44 | 60.88 | 7.48 | 0.12502 | 0 | 60.88 | 1 | 0
31.32 | 62.64 | 12.23 | 0.12502 | 0 | 62.64 | 1 | 0
35.92 | 71.84 | 12.23 | 0.12502 | 0 | 71.84 | 1 | 0
37.6 | 75.2 | 12.23 | 0.12502 | 0 | 75.2 | 1 | 0
36 | 72 | 12.23 | 0.12502 | 0 | 72 | 1 | 0
37.52 | 75.04 | 7.48 | 0.12502 | 0 | 75.04 | 1 | 0
31.68 | 63.36 | 7.48 | 0.12502 | 0 | 63.36 | 1 | 0
29.24 | 58.48 | 7.48 | 0.12502 | 0 | 53.68 | 0.2 | 4.8
28.28 | 56.56 | 7.48 | 0.10709 | 4.8 | 56.56 | 0.91885 | 0
26.84 | 53.68 | 7.48 | 0.10709 | 0.54188 | 53.68 | 1 | 0
19.2 | 38.4 | 7.48 | 0.10709 | 0 | 38.4 | 1 | 0
12.88 | 25.76 | 7.48 | 0.10709 | 0 | 25.76 | 1 | 0
10.6 | 21.2 | 7.48 | 0.10709 | 0 | 21.2 | 1 | 0
10.64 | 21.28 | 7.48 | 0.10709 | 0 | 21.28 | 1 | 0
12.16 | 24.32 | 7.48 | 0.10709 | 0 | 24.32 | 1 | 0
15.48 | 30.96 | 7.48 | 0.10709 | 0 | 30.96 | 1 | 0
17.08 | 34.16 | 7.48 | 0.10709 | 0 | 34.16 | 1 | 0
19.84 | 39.68 | 7.48 | 0.10709 | 0 | 39.68 | 1 | 0
26.72 | 53.44 | 7.48 | 0.10709 | 0 | 53.44 | 1 | 0
27.12 | 54.24 | 7.48 | 0.10709 | 0 | 54.24 | 1 | 0
29.68 | 59.36 | 7.48 | 0.10709 | 0 | 59.36 | 1 | 0
30.24 | 60.48 | 7.48 | 0.10709 | 0 | 60.48 | 1 | 0
31.12 | 62.24 | 7.48 | 0.12502 | 0 | 62.24 | 1 | 0
31.68 | 63.36 | 7.48 | 0.12502 | 0 | 63.36 | 1 | 0
34.44 | 68.88 | 7.48 | 0.12502 | 0 | 68.88 | 1 | 0
35.32 | 70.64 | 12.23 | 0.12502 | 0 | 70.64 | 1 | 0
36.88 | 73.76 | 12.23 | 0.12502 | 0 | 73.76 | 1 | 0
34.92 | 69.84 | 12.23 | 0.12502 | 0 | 69.84 | 1 | 0
33.96 | 67.92 | 12.23 | 0.12502 | 0 | 67.92 | 1 | 0
35.32 | 70.64 | 7.48 | 0.12502 | 0 | 70.64 | 1 | 0
30.36 | 60.72 | 7.48 | 0.12502 | 0 | 60.72 | 1 | 0
27.88 | 55.76 | 7.48 | 0.12502 | 0 | 50.96 | 0.2 | 4.8
23.92 | 47.84 | 7.48 | 0.10709 | 4.8 | 47.84 | 0.91885 | 0
25 | 50 | 7.48 | 0.10709 | 0.54188 | 50 | 1 | 0
22.68 | 45.36 | 7.48 | 0.10709 | 0 | 45.36 | 1 | 0
17.44 | 34.88 | 7.48 | 0.10709 | 0 | 34.88 | 1 | 0
15.44 | 30.88 | 7.48 | 0.10709 | 0 | 30.88 | 1 | 0
15.28 | 30.56 | 7.48 | 0.10709 | 0 | 30.56 | 1 | 0
16.92 | 33.84 | 7.48 | 0.10709 | 0 | 33.84 | 1 | 0
19.84 | 39.68 | 7.48 | 0.10709 | 0 | 39.68 | 1 | 0
20.68 | 41.36 | 7.48 | 0.10709 | 0 | 41.36 | 1 | 0
21.92 | 43.84 | 7.48 | 0.10709 | 0 | 43.84 | 1 | 0
23.4 | 46.8 | 7.48 | 0.10709 | 0 | 46.8 | 1 | 0
26.64 | 53.28 | 7.48 | 0.10709 | 0 | 53.28 | 1 | 0
28.36 | 56.72 | 7.48 | 0.10709 | 0 | 56.72 | 1 | 0
31.8 | 63.6 | 7.48 | 0.10709 | 0 | 63.6 | 1 | 0
33.28 | 66.56 | 7.48 | 0.12502 | 0 | 66.56 | 1 | 0
34.2 | 68.4 | 7.48 | 0.12502 | 0 | 68.4 | 1 | 0
33.16 | 66.32 | 7.48 | 0.12502 | 0 | 66.32 | 1 | 0
37.88 | 75.76 | 12.23 | 0.12502 | 0 | 75.76 | 1 | 0
38.16 | 76.32 | 12.23 | 0.12502 | 0 | 76.32 | 1 | 0
30.4 | 60.8 | 12.23 | 0.12502 | 0 | 60.8 | 1 | 0
28.56 | 57.12 | 12.23 | 0.12502 | 0 | 57.12 | 1 | 0
30.24 | 60.48 | 7.48 | 0.12502 | 0 | 60.48 | 1 | 0
30.88 | 61.76 | 7.48 | 0.12502 | 0 | 61.76 | 1 | 0
26.56 | 53.12 | 7.48 | 0.12502 | 0 | 48.32 | 0.2 | 4.8
26.08 | 52.16 | 7.48 | 0.10709 | 4.8 | 52.16 | 0.91885 | 0
24.6 | 49.2 | 7.48 | 0.10709 | 0.54188 | 49.2 | 1 | 0
23.52 | 47.04 | 7.48 | 0.10709 | 0 | 47.04 | 1 | 0
17.56 | 35.12 | 7.48 | 0.10709 | 0 | 35.12 | 1 | 0
15.28 | 30.56 | 7.48 | 0.10709 | 0 | 30.56 | 1 | 0
15.04 | 30.08 | 7.48 | 0.10709 | 0 | 30.08 | 1 | 0
16.08 | 32.16 | 7.48 | 0.10709 | 0 | 32.16 | 1 | 0
19.44 | 38.88 | 7.48 | 0.10709 | 0 | 38.88 | 1 | 0
20.64 | 41.28 | 7.48 | 0.10709 | 0 | 41.28 | 1 | 0
18.2 | 36.4 | 7.48 | 0.10709 | 0 | 36.4 | 1 | 0
23.36 | 46.72 | 7.48 | 0.10709 | 0 | 46.72 | 1 | 0
25.32 | 50.64 | 7.48 | 0.10709 | 0 | 50.64 | 1 | 0
28.48 | 56.96 | 7.48 | 0.10709 | 0 | 56.96 | 1 | 0
31.08 | 62.16 | 7.48 | 0.10709 | 0 | 62.16 | 1 | 0
35.16 | 70.32 | 7.48 | 0.12502 | 0 | 70.32 | 1 | 0
32.6 | 65.2 | 7.48 | 0.12502 | 0 | 65.2 | 1 | 0
39.84 | 79.68 | 7.48 | 0.12502 | 0 | 79.68 | 1 | 0
39.72 | 79.44 | 12.23 | 0.12502 | 0 | 79.44 | 1 | 0
40.72 | 81.44 | 12.23 | 0.12502 | 0 | 81.44 | 1 | 0
40.32 | 80.64 | 12.23 | 0.12502 | 0 | 80.64 | 1 | 0
37.88 | 75.76 | 12.23 | 0.12502 | 0 | 75.76 | 1 | 0
34.64 | 69.28 | 7.48 | 0.12502 | 0 | 69.28 | 1 | 0
30.8 | 61.6 | 7.48 | 0.12502 | 0 | 61.6 | 1 | 0
31.68 | 63.36 | 7.48 | 0.12502 | 0 | 58.56 | 0.2 | 4.8
28.72 | 57.44 | 7.48 | 0.10709 | 4.8 | 57.44 | 0.91885 | 0
28.16 | 56.32 | 7.48 | 0.10709 | 0.54188 | 56.32 | 1 | 0
25.44 | 50.88 | 7.48 | 0.10709 | 0 | 50.88 | 1 | 0
18 | 36 | 7.48 | 0.10709 | 0 | 36 | 1 | 0
16.48 | 32.96 | 7.48 | 0.10709 | 0 | 32.96 | 1 | 0
16.32 | 32.64 | 7.48 | 0.10709 | 0 | 32.64 | 1 | 0
16.76 | 33.52 | 7.48 | 0.10709 | 0 | 33.52 | 1 | 0
20.08 | 40.16 | 7.48 | 0.10709 | 0 | 40.16 | 1 | 0
20.44 | 40.88 | 7.48 | 0.10709 | 0 | 40.88 | 1 | 0
17.64 | 35.28 | 7.48 | 0.10709 | 0 | 35.28 | 1 | 0
24.44 | 48.88 | 7.48 | 0.10709 | 0 | 48.88 | 1 | 0
26.52 | 53.04 | 7.48 | 0.10709 | 0 | 53.04 | 1 | 0
29.24 | 58.48 | 7.48 | 0.10709 | 0 | 58.48 | 1 | 0
29.36 | 58.72 | 7.48 | 0.10709 | 0 | 58.72 | 1 | 0
33.24 | 66.48 | 7.48 | 0.10709 | 0 | 66.48 | 1 | 0
34.48 | 68.96 | 7.48 | 0.10709 | 0 | 68.96 | 1 | 0
35.12 | 70.24 | 7.48 | 0.10709 | 0 | 70.24 | 1 | 0
40.08 | 80.16 | 7.48 | 0.10709 | 0 | 80.16 | 1 | 0
41.92 | 83.84 | 7.48 | 0.10709 | 0 | 83.84 | 1 | 0
42.2 | 84.4 | 7.48 | 0.10709 | 0 | 84.4 | 1 | 0
41.52 | 83.04 | 7.48 | 0.10709 | 0 | 83.04 | 1 | 0
36.44 | 72.88 | 7.48 | 0.10709 | 0 | 72.88 | 1 | 0
31.52 | 63.04 | 7.48 | 0.10709 | 0 | 63.04 | 1 | 0
24.2 | 48.4 | 7.48 | 0.10709 | 0 | 48.4 | 1 | 0
24.12 | 48.24 | 7.48 | 0.10709 | 0 | 48.24 | 1 | 0
24.36 | 48.72 | 7.48 | 0.10709 | 0 | 48.72 | 1 | 0
21.44 | 42.88 | 7.48 | 0.10709 | 0 | 42.88 | 1 | 0
15.12 | 30.24 | 7.48 | 0.10709 | 0 | 30.24 | 1 | 0
12.2 | 24.4 | 7.48 | 0.10709 | 0 | 24.4 | 1 | 0
13.68 | 27.36 | 7.48 | 0.10709 | 0 | 27.36 | 1 | 0
12.52 | 25.04 | 7.48 | 0.10709 | 0 | 25.04 | 1 | 0
15.64 | 31.28 | 7.48 | 0.10709 | 0 | 31.28 | 1 | 0
15.64 | 31.28 | 7.48 | 0.10709 | 0 | 31.28 | 1 | 0
16.36 | 32.72 | 7.48 | 0.10709 | 0 | 32.72 | 1 | 0
16.84 | 33.68 | 7.48 | 0.10709 | 0 | 33.68 | 1 | 0
22.84 | 45.68 | 7.48 | 0.10709 | 0 | 45.68 | 1 | 0
24.6 | 49.2 | 7.48 | 0.10709 | 0 | 49.2 | 1 | 0
26.4 | 52.8 | 7.48 | 0.10709 | 0 | 52.8 | 1 | 0
27.48 | 54.96 | 7.48 | 0.10709 | 0 | 54.96 | 1 | 0
30.84 | 61.68 | 7.48 | 0.10709 | 0 | 61.68 | 1 | 0
40.08 | 80.16 | 7.48 | 0.10709 | 0 | 80.16 | 1 | 0
40.16 | 80.32 | 7.48 | 0.10709 | 0 | 80.32 | 1 | 0
43.6 | 87.2 | 7.48 | 0.10709 | 0 | 86.72 | 0.92 | 0.48
43.52 | 87.04 | 7.48 | 0.10709 | 0 | 86.72 | 0.86667 | 0.32
43.96 | 87.92 | 7.48 | 0.10709 | 0 | 86.72 | 0.66667 | 1.2
39.12 | 78.24 | 7.48 | 0.10709 | 2.2258 | 78.24 | 1 | 0
23.36 | 46.72 | 7.48 | 0.10709 | 0 | 46.72 | 1 | 0
22.36 | 44.72 | 7.48 | 0.10709 | 0 | 44.72 | 1 | 0
23.36 | 46.72 | 7.48 | 0.10709 | 0 | 46.72 | 1 | 0
23.12 | 46.24 | 7.48 | 0.10709 | 0 | 46.24 | 1 | 0
21.6 | 43.2 | 7.48 | 0.10709 | 0 | 43.2 | 1 | 0
18.4 | 36.8 | 7.48 | 0.10709 | 0 | 36.8 | 1 | 0
16.08 | 32.16 | 7.48 | 0.10709 | 0 | 32.16 | 1 | 0
12.08 | 24.16 | 7.48 | 0.10709 | 0 | 24.16 | 1 | 0
11.8 | 23.6 | 7.48 | 0.10709 | 0 | 23.6 | 1 | 0
14.76 | 29.52 | 7.48 | 0.10709 | 0 | 29.52 | 1 | 0
16.72 | 33.44 | 7.48 | 0.10709 | 0 | 33.44 | 1 | 0
17.32 | 34.64 | 7.48 | 0.10709 | 0 | 34.64 | 1 | 0
16.92 | 33.84 | 7.48 | 0.10709 | 0 | 33.84 | 1 | 0
17.36 | 34.72 | 7.48 | 0.10709 | 0 | 34.72 | 1 | 0
24.04 | 48.08 | 7.48 | 0.10709 | 0 | 48.08 | 1 | 0
24.2 | 48.4 | 7.48 | 0.10709 | 0 | 48.4 | 1 | 0
24.56 | 49.12 | 7.48 | 0.12502 | 0 | 49.12 | 1 | 0
23.84 | 47.68 | 7.48 | 0.12502 | 0 | 47.68 | 1 | 0
24.16 | 48.32 | 7.48 | 0.12502 | 0 | 48.32 | 1 | 0
25.88 | 51.76 | 12.23 | 0.12502 | 0 | 51.76 | 1 | 0
27.56 | 55.12 | 12.23 | 0.12502 | 0 | 55.12 | 1 | 0
25.28 | 50.56 | 12.23 | 0.12502 | 0 | 50.56 | 1 | 0
23.44 | 46.88 | 12.23 | 0.12502 | 0 | 46.88 | 1 | 0
23.8 | 47.6 | 7.48 | 0.12502 | 0 | 47.6 | 1 | 0
22.8 | 45.6 | 7.48 | 0.12502 | 0 | 45.6 | 1 | 0
19.96 | 39.92 | 7.48 | 0.12502 | 0 | 35.12 | 0.2 | 4.8
17.96 | 35.92 | 7.48 | 0.10709 | 4.8 | 35.92 | 0.91885 | 0
19.16 | 38.32 | 7.48 | 0.10709 | 0.54188 | 38.32 | 1 | 0
19.52 | 39.04 | 7.48 | 0.10709 | 0 | 39.04 | 1 | 0
12.16 | 24.32 | 7.48 | 0.10709 | 0 | 24.32 | 1 | 0
10.52 | 21.04 | 7.48 | 0.10709 | 0 | 21.04 | 1 | 0
10.2 | 20.4 | 7.48 | 0.10709 | 0 | 20.4 | 1 | 0
11.44 | 22.88 | 7.48 | 0.10709 | 0 | 22.88 | 1 | 0
14.8 | 29.6 | 7.48 | 0.10709 | 0 | 29.6 | 1 | 0
15.84 | 31.68 | 7.48 | 0.10709 | 0 | 31.68 | 1 | 0
15.72 | 31.44 | 7.48 | 0.10709 | 0 | 31.44 | 1 | 0
22.92 | 45.84 | 7.48 | 0.10709 | 0 | 45.84 | 1 | 0
24.32 | 48.64 | 7.48 | 0.10709 | 0 | 48.64 | 1 | 0
29.16 | 58.32 | 7.48 | 0.10709 | 0 | 58.32 | 1 | 0
30.36 | 60.72 | 7.48 | 0.10709 | 0 | 60.72 | 1 | 0
32.92 | 65.84 | 7.48 | 0.12502 | 0 | 65.84 | 1 | 0
36.28 | 72.56 | 7.48 | 0.12502 | 0 | 72.56 | 1 | 0
32.24 | 64.48 | 7.48 | 0.12502 | 0 | 64.48 | 1 | 0
28.32 | 56.64 | 12.23 | 0.12502 | 0 | 56.64 | 1 | 0
28.32 | 56.64 | 12.23 | 0.12502 | 0 | 56.64 | 1 | 0
29.2 | 58.4 | 12.23 | 0.12502 | 0 | 58.4 | 1 | 0
28.68 | 57.36 | 12.23 | 0.12502 | 0 | 57.36 | 1 | 0
26.48 | 52.96 | 7.48 | 0.12502 | 0 | 52.96 | 1 | 0
29 | 58 | 7.48 | 0.12502 | 0 | 58 | 1 | 0
30 | 60 | 7.48 | 0.12502 | 0 | 55.2 | 0.2 | 4.8
28 | 56 | 7.48 | 0.10709 | 4.8 | 56 | 0.91885 | 0
26.36 | 52.72 | 7.48 | 0.10709 | 0.54188 | 52.72 | 1 | 0
22.24 | 44.48 | 7.48 | 0.10709 | 0 | 44.48 | 1 | 0
13.04 | 26.08 | 7.48 | 0.10709 | 0 | 26.08 | 1 | 0
10.28 | 20.56 | 7.48 | 0.10709 | 0 | 20.56 | 1 | 0
11 | 22 | 7.48 | 0.10709 | 0 | 22 | 1 | 0
12.6 | 25.2 | 7.48 | 0.10709 | 0 | 25.2 | 1 | 0
15.4 | 30.8 | 7.48 | 0.10709 | 0 | 30.8 | 1 | 0
16.72 | 33.44 | 7.48 | 0.10709 | 0 | 33.44 | 1 | 0
18.6 | 37.2 | 7.48 | 0.10709 | 0 | 37.2 | 1 | 0
24.4 | 48.8 | 7.48 | 0.10709 | 0 | 48.8 | 1 | 0
26.84 | 53.68 | 7.48 | 0.10709 | 0 | 53.68 | 1 | 0
28.28 | 56.56 | 7.48 | 0.10709 | 0 | 56.56 | 1 | 0
29.4 | 58.8 | 7.48 | 0.10709 | 0 | 58.8 | 1 | 0
34 | 68 | 7.48 | 0.12502 | 0 | 68 | 1 | 0
32.52 | 65.04 | 7.48 | 0.12502 | 0 | 65.04 | 1 | 0
30.48 | 60.96 | 7.48 | 0.12502 | 0 | 60.96 | 1 | 0
33.44 | 66.88 | 12.23 | 0.12502 | 0 | 66.88 | 1 | 0
34.2 | 68.4 | 12.23 | 0.12502 | 0 | 68.4 | 1 | 0
36.36 | 72.72 | 12.23 | 0.12502 | 0 | 72.72 | 1 | 0
36.24 | 72.48 | 12.23 | 0.12502 | 0 | 72.48 | 1 | 0
29.76 | 59.52 | 7.48 | 0.12502 | 0 | 59.52 | 1 | 0
27.04 | 54.08 | 7.48 | 0.12502 | 0 | 54.08 | 1 | 0
27.04 | 54.08 | 7.48 | 0.12502 | 0 | 49.28 | 0.2 | 4.8
26.12 | 52.24 | 7.48 | 0.10709 | 4.8 | 52.24 | 0.91885 | 0
24.4 | 48.8 | 7.48 | 0.10709 | 0.54188 | 48.8 | 1 | 0
19.16 | 38.32 | 7.48 | 0.10709 | 0 | 38.32 | 1 | 0
12.28 | 24.56 | 7.48 | 0.10709 | 0 | 24.56 | 1 | 0
14.28 | 28.56 | 7.48 | 0.10709 | 0 | 28.56 | 1 | 0
15.68 | 31.36 | 7.48 | 0.10709 | 0 | 31.36 | 1 | 0
16.72 | 33.44 | 7.48 | 0.10709 | 0 | 33.44 | 1 | 0
17.12 | 34.24 | 7.48 | 0.10709 | 0 | 34.24 | 1 | 0
16.36 | 32.72 | 7.48 | 0.10709 | 0 | 32.72 | 1 | 0
16.72 | 33.44 | 7.48 | 0.10709 | 0 | 33.44 | 1 | 0
23.72 | 47.44 | 7.48 | 0.10709 | 0 | 47.44 | 1 | 0
27.68 | 55.36 | 7.48 | 0.10709 | 0 | 55.36 | 1 | 0
27.56 | 55.12 | 7.48 | 0.10709 | 0 | 55.12 | 1 | 0
29.28 | 58.56 | 7.48 | 0.10709 | 0 | 58.56 | 1 | 0
31.4 | 62.8 | 7.48 | 0.12502 | 0 | 62.8 | 1 | 0
32.8 | 65.6 | 7.48 | 0.12502 | 0 | 65.6 | 1 | 0
31 | 62 | 7.48 | 0.12502 | 0 | 62 | 1 | 0
28.88 | 57.76 | 12.23 | 0.12502 | 0 | 57.76 | 1 | 0
28.48 | 56.96 | 12.23 | 0.12502 | 0 | 56.96 | 1 | 0
27.04 | 54.08 | 12.23 | 0.12502 | 0 | 54.08 | 1 | 0
28.44 | 56.88 | 12.23 | 0.12502 | 0 | 56.88 | 1 | 0
27.12 | 54.24 | 7.48 | 0.12502 | 0 | 54.24 | 1 | 0
27.84 | 55.68 | 7.48 | 0.12502 | 0 | 55.68 | 1 | 0
26.4 | 52.8 | 7.48 | 0.12502 | 0 | 48 | 0.2 | 4.8
26 | 52 | 7.48 | 0.10709 | 4.8 | 52 | 0.91885 | 0
25.84 | 51.68 | 7.48 | 0.10709 | 0.54188 | 51.68 | 1 | 0
23.24 | 46.48 | 7.48 | 0.10709 | 0 | 46.48 | 1 | 0
16.96 | 33.92 | 7.48 | 0.10709 | 0 | 33.92 | 1 | 0
15.12 | 30.24 | 7.48 | 0.10709 | 0 | 30.24 | 1 | 0
10.52 | 21.04 | 7.48 | 0.10709 | 0 | 21.04 | 1 | 0
12.16 | 24.32 | 7.48 | 0.10709 | 0 | 24.32 | 1 | 0
14.28 | 28.56 | 7.48 | 0.10709 | 0 | 28.56 | 1 | 0
15.16 | 30.32 | 7.48 | 0.10709 | 0 | 30.32 | 1 | 0
15.92 | 31.84 | 7.48 | 0.10709 | 0 | 31.84 | 1 | 0
22.44 | 44.88 | 7.48 | 0.10709 | 0 | 44.88 | 1 | 0
25.64 | 51.28 | 7.48 | 0.10709 | 0 | 51.28 | 1 | 0
28.56 | 57.12 | 7.48 | 0.10709 | 0 | 57.12 | 1 | 0
29.2 | 58.4 | 7.48 | 0.10709 | 0 | 58.4 | 1 | 0
29.52 | 59.04 | 7.48 | 0.12502 | 0 | 59.04 | 1 | 0
32.56 | 65.12 | 7.48 | 0.12502 | 0 | 65.12 | 1 | 0
30.32 | 60.64 | 7.48 | 0.12502 | 0 | 60.64 | 1 | 0
29.24 | 58.48 | 12.23 | 0.12502 | 0 | 58.48 | 1 | 0
27.44 | 54.88 | 12.23 | 0.12502 | 0 | 54.88 | 1 | 0
26.72 | 53.44 | 12.23 | 0.12502 | 0 | 53.44 | 1 | 0
27.36 | 54.72 | 12.23 | 0.12502 | 0 | 54.72 | 1 | 0
27.56 | 55.12 | 7.48 | 0.12502 | 0 | 55.12 | 1 | 0
27.48 | 54.96 | 7.48 | 0.12502 | 0 | 54.96 | 1 | 0
27.44 | 54.88 | 7.48 | 0.12502 | 0 | 50.08 | 0.2 | 4.8
27.28 | 54.56 | 7.48 | 0.10709 | 4.8 | 54.56 | 0.91885 | 0
27.56 | 55.12 | 7.48 | 0.10709 | 0.54188 | 55.12 | 1 | 0
25.84 | 51.68 | 7.48 | 0.10709 | 0 | 51.68 | 1 | 0
18 | 36 | 7.48 | 0.10709 | 0 | 36 | 1 | 0
16.16 | 32.32 | 7.48 | 0.10709 | 0 | 32.32 | 1 | 0
15.36 | 30.72 | 7.48 | 0.10709 | 0 | 30.72 | 1 | 0
16.08 | 32.16 | 7.48 | 0.10709 | 0 | 32.16 | 1 | 0
15.6 | 31.2 | 7.48 | 0.10709 | 0 | 31.2 | 1 | 0
14.36 | 28.72 | 7.48 | 0.10709 | 0 | 28.72 | 1 | 0
16.32 | 32.64 | 7.48 | 0.10709 | 0 | 32.64 | 1 | 0
23.72 | 47.44 | 7.48 | 0.10709 | 0 | 47.44 | 1 | 0
26.56 | 53.12 | 7.48 | 0.10709 | 0 | 53.12 | 1 | 0
29.16 | 58.32 | 7.48 | 0.10709 | 0 | 58.32 | 1 | 0
31.56 | 63.12 | 7.48 | 0.10709 | 0 | 63.12 | 1 | 0
33.6 | 67.2 | 7.48 | 0.10709 | 0 | 67.2 | 1 | 0
33.52 | 67.04 | 7.48 | 0.10709 | 0 | 67.04 | 1 | 0
33.12 | 66.24 | 7.48 | 0.10709 | 0 | 66.24 | 1 | 0
30.76 | 61.52 | 7.48 | 0.10709 | 0 | 61.52 | 1 | 0
26.48 | 52.96 | 7.48 | 0.10709 | 0 | 52.96 | 1 | 0
26.6 | 53.2 | 7.48 | 0.10709 | 0 | 53.2 | 1 | 0
26.4 | 52.8 | 7.48 | 0.10709 | 0 | 52.8 | 1 | 0
27.24 | 54.48 | 7.48 | 0.10709 | 0 | 54.48 | 1 | 0
27.96 | 55.92 | 7.48 | 0.10709 | 0 | 55.92 | 1 | 0
28.4 | 56.8 | 7.48 | 0.10709 | 0 | 56.8 | 1 | 0
27.28 | 54.56 | 7.48 | 0.10709 | 0 | 54.56 | 1 | 0
23.76 | 47.52 | 7.48 | 0.10709 | 0 | 47.52 | 1 | 0
20.12 | 40.24 | 7.48 | 0.10709 | 0 | 40.24 | 1 | 0
14.44 | 28.88 | 7.48 | 0.10709 | 0 | 28.88 | 1 | 0
11.08 | 22.16 | 7.48 | 0.10709 | 0 | 22.16 | 1 | 0
11.24 | 22.48 | 7.48 | 0.10709 | 0 | 22.48 | 1 | 0
13.48 | 26.96 | 7.48 | 0.10709 | 0 | 26.96 | 1 | 0
13.88 | 27.76 | 7.48 | 0.10709 | 0 | 27.76 | 1 | 0
13.52 | 27.04 | 7.48 | 0.10709 | 0 | 27.04 | 1 | 0
15.2 | 30.4 | 7.48 | 0.10709 | 0 | 30.4 | 1 | 0
18.88 | 37.76 | 7.48 | 0.10709 | 0 | 37.76 | 1 | 0
24.28 | 48.56 | 7.48 | 0.10709 | 0 | 48.56 | 1 | 0
23.32 | 46.64 | 7.48 | 0.10709 | 0 | 46.64 | 1 | 0
22.96 | 45.92 | 7.48 | 0.10709 | 0 | 45.92 | 1 | 0
24.12 | 48.24 | 7.48 | 0.10709 | 0 | 48.24 | 1 | 0
26.4 | 52.8 | 7.48 | 0.10709 | 0 | 52.8 | 1 | 0
25.72 | 51.44 | 7.48 | 0.10709 | 0 | 51.44 | 1 | 0
25.72 | 51.44 | 7.48 | 0.10709 | 0 | 51.44 | 1 | 0
25.16 | 50.32 | 7.48 | 0.10709 | 0 | 50.32 | 1 | 0
25.44 | 50.88 | 7.48 | 0.10709 | 0 | 50.88 | 1 | 0
26.16 | 52.32 | 7.48 | 0.10709 | 0 | 52.32 | 1 | 0
25.4 | 50.8 | 7.48 | 0.10709 | 0 | 50.8 | 1 | 0
24.32 | 48.64 | 7.48 | 0.10709 | 0 | 48.64 | 1 | 0
24.8 | 49.6 | 7.48 | 0.10709 | 0 | 49.6 | 1 | 0
25.24 | 50.48 | 7.48 | 0.10709 | 0 | 50.48 | 1 | 0
25.36 | 50.72 | 7.48 | 0.10709 | 0 | 50.72 | 1 | 0
23.68 | 47.36 | 7.48 | 0.10709 | 0 | 47.36 | 1 | 0
18.24 | 36.48 | 7.48 | 0.10709 | 0 | 36.48 | 1 | 0
18.04 | 36.08 | 7.48 | 0.10709 | 0 | 36.08 | 1 | 0
12.88 | 25.76 | 7.48 | 0.10709 | 0 | 25.76 | 1 | 0
12.6 | 25.2 | 7.48 | 0.10709 | 0 | 25.2 | 1 | 0
13.2 | 26.4 | 7.48 | 0.10709 | 0 | 26.4 | 1 | 0
14.72 | 29.44 | 7.48 | 0.10709 | 0 | 29.44 | 1 | 0
17.44 | 34.88 | 7.48 | 0.10709 | 0 | 34.88 | 1 | 0
17.6 | 35.2 | 7.48 | 0.10709 | 0 | 35.2 | 1 | 0
18.44 | 36.88 | 7.48 | 0.10709 | 0 | 36.88 | 1 | 0
23.72 | 47.44 | 7.48 | 0.10709 | 0 | 47.44 | 1 | 0
25.32 | 50.64 | 7.48 | 0.10709 | 0 | 50.64 | 1 | 0
24.04 | 48.08 | 7.48 | 0.12502 | 0 | 48.08 | 1 | 0
24.2 | 48.4 | 7.48 | 0.12502 | 0 | 48.4 | 1 | 0
23.24 | 46.48 | 7.48 | 0.12502 | 0 | 46.48 | 1 | 0
24.12 | 48.24 | 12.23 | 0.12502 | 0 | 48.24 | 1 | 0
23.88 | 47.76 | 12.23 | 0.12502 | 0 | 47.76 | 1 | 0
23 | 46 | 12.23 | 0.12502 | 0 | 46 | 1 | 0
23.64 | 47.28 | 12.23 | 0.12502 | 0 | 47.28 | 1 | 0
25.16 | 50.32 | 7.48 | 0.12502 | 0 | 50.32 | 1 | 0
25.4 | 50.8 | 7.48 | 0.12502 | 0 | 50.8 | 1 | 0
21.64 | 43.28 | 7.48 | 0.12502 | 0 | 38.48 | 0.2 | 4.8
18.76 | 37.52 | 7.48 | 0.10709 | 4.8 | 37.52 | 0.91885 | 0
20.6267 | 41.2533 | 7.48 | 0.10709 | 0.54188 | 41.2533 | 1 | 0
20.5467 | 41.0933 | 7.48 | 0.10709 | 0 | 41.0933 | 1 | 0
13.7067 | 27.4133 | 7.48 | 0.10709 | 0 | 27.4133 | 1 | 0
11.4933 | 22.9867 | 7.48 | 0.10709 | 0 | 22.9867 | 1 | 0
11.52 | 23.04 | 7.48 | 0.10709 | 0 | 23.04 | 1 | 0
13.44 | 26.88 | 7.48 | 0.10709 | 0 | 26.88 | 1 | 0
16.2267 | 32.4533 | 7.48 | 0.10709 | 0 | 32.4533 | 1 | 0
16.6133 | 33.2267 | 7.48 | 0.10709 | 0 | 33.2267 | 1 | 0
17.3067 | 34.6133 | 7.48 | 0.10709 | 0 | 34.6133 | 1 | 0
23.8533 | 47.7067 | 7.48 | 0.10709 | 0 | 47.7067 | 1 | 0
26.28 | 52.56 | 7.48 | 0.10709 | 0 | 52.56 | 1 | 0
29.44 | 58.88 | 7.48 | 0.10709 | 0 | 58.88 | 1 | 0
32.48 | 64.96 | 7.48 | 0.10709 | 0 | 64.96 | 1 | 0
32.88 | 65.76 | 7.48 | 0.12502 | 0 | 65.76 | 1 | 0
34.6 | 69.2 | 7.48 | 0.12502 | 0 | 69.2 | 1 | 0
27.68 | 55.36 | 7.48 | 0.12502 | 0 | 55.36 | 1 | 0
25.88 | 51.76 | 12.23 | 0.12502 | 0 | 51.76 | 1 | 0
25.48 | 50.96 | 12.23 | 0.12502 | 0 | 50.96 | 1 | 0
24.84 | 49.68 | 12.23 | 0.12502 | 0 | 49.68 | 1 | 0
24.76 | 49.52 | 12.23 | 0.12502 | 0 | 49.52 | 1 | 0
26.68 | 53.36 | 7.48 | 0.12502 | 0 | 53.36 | 1 | 0
29.44 | 58.88 | 7.48 | 0.12502 | 0 | 58.88 | 1 | 0
30.48 | 60.96 | 7.48 | 0.12502 | 0 | 56.16 | 0.2 | 4.8
29.16 | 58.32 | 7.48 | 0.10709 | 4.8 | 58.32 | 0.91885 | 0
26.96 | 53.92 | 7.48 | 0.10709 | 0.54188 | 53.92 | 1 | 0
21.52 | 43.04 | 7.48 | 0.10709 | 0 | 43.04 | 1 | 0
15.2 | 30.4 | 7.48 | 0.10709 | 0 | 30.4 | 1 | 0
14.16 | 28.32 | 7.48 | 0.10709 | 0 | 28.32 | 1 | 0
13.04 | 26.08 | 7.48 | 0.10709 | 0 | 26.08 | 1 | 0
13.84 | 27.68 | 7.48 | 0.10709 | 0 | 27.68 | 1 | 0
14.24 | 28.48 | 7.48 | 0.10709 | 0 | 28.48 | 1 | 0
16.04 | 32.08 | 7.48 | 0.10709 | 0 | 32.08 | 1 | 0
18.68 | 37.36 | 7.48 | 0.10709 | 0 | 37.36 | 1 | 0
24.68 | 49.36 | 7.48 | 0.10709 | 0 | 49.36 | 1 | 0
27 | 54 | 7.48 | 0.10709 | 0 | 54 | 1 | 0
27.04 | 54.08 | 7.48 | 0.10709 | 0 | 54.08 | 1 | 0
29.96 | 59.92 | 7.48 | 0.10709 | 0 | 59.92 | 1 | 0
35.32 | 70.64 | 7.48 | 0.12502 | 0 | 70.64 | 1 | 0
33.36 | 66.72 | 7.48 | 0.12502 | 0 | 66.72 | 1 | 0
29.56 | 59.12 | 7.48 | 0.12502 | 0 | 59.12 | 1 | 0
27.72 | 55.44 | 12.23 | 0.12502 | 0 | 55.44 | 1 | 0
28.16 | 56.32 | 12.23 | 0.12502 | 0 | 56.32 | 1 | 0
27.8 | 55.6 | 12.23 | 0.12502 | 0 | 55.6 | 1 | 0
28.96 | 57.92 | 12.23 | 0.12502 | 0 | 57.92 | 1 | 0
29.68 | 59.36 | 7.48 | 0.12502 | 0 | 59.36 | 1 | 0
29.48 | 58.96 | 7.48 | 0.12502 | 0 | 58.96 | 1 | 0
28.68 | 57.36 | 7.48 | 0.12502 | 0 | 52.56 | 0.2 | 4.8
27.04 | 54.08 | 7.48 | 0.10709 | 4.8 | 54.08 | 0.91885 | 0
25.48 | 50.96 | 7.48 | 0.10709 | 0.54188 | 50.96 | 1 | 0
18.56 | 37.12 | 7.48 | 0.10709 | 0 | 37.12 | 1 | 0
15.04 | 30.08 | 7.48 | 0.10709 | 0 | 30.08 | 1 | 0
13.44 | 26.88 | 7.48 | 0.10709 | 0 | 26.88 | 1 | 0
12.84 | 25.68 | 7.48 | 0.10709 | 0 | 25.68 | 1 | 0
13.44 | 26.88 | 7.48 | 0.10709 | 0 | 26.88 | 1 | 0
14.28 | 28.56 | 7.48 | 0.10709 | 0 | 28.56 | 1 | 0
14.84 | 29.68 | 7.48 | 0.10709 | 0 | 29.68 | 1 | 0
17.48 | 34.96 | 7.48 | 0.10709 | 0 | 34.96 | 1 | 0
24.2 | 48.4 | 7.48 | 0.10709 | 0 | 48.4 | 1 | 0
26.68 | 53.36 | 7.48 | 0.10709 | 0 | 53.36 | 1 | 0
27.8 | 55.6 | 7.48 | 0.10709 | 0 | 55.6 | 1 | 0
30.2 | 60.4 | 7.48 | 0.10709 | 0 | 60.4 | 1 | 0
31.12 | 62.24 | 7.48 | 0.12502 | 0 | 62.24 | 1 | 0
35.36 | 70.72 | 7.48 | 0.12502 | 0 | 70.6443 | 0.98738 | 0.075726
35.28 | 70.56 | 7.48 | 0.12502 | 0.084274 | 70.56 | 1 | 0
33.92 | 67.84 | 12.23 | 0.12502 | 0 | 63.04 | 0.2 | 4.8
29.92 | 59.84 | 12.23 | 0.12502 | 0 | 59.84 | 0.2 | 0
26.72 | 53.44 | 12.23 | 0.12502 | 0 | 53.44 | 0.2 | 0
26.88 | 53.76 | 12.23 | 0.12502 | 0 | 53.76 | 0.2 | 0
27.6 | 55.2 | 7.48 | 0.12502 | 0 | 55.2 | 0.2 | 0
28.08 | 56.16 | 7.48 | 0.12502 | 0 | 56.16 | 0.2 | 0
27.36 | 54.72 | 7.48 | 0.12502 | 0 | 54.72 | 0.2 | 0
26.84 | 53.68 | 7.48 | 0.10709 | 4.8 | 53.68 | 0.91885 | 0
27.08 | 54.16 | 7.48 | 0.10709 | 0.54188 | 54.16 | 1 | 0
20.68 | 41.36 | 7.48 | 0.10709 | 0 | 41.36 | 1 | 0
13.4 | 26.8 | 7.48 | 0.10709 | 0 | 26.8 | 1 | 0
11.96 | 23.92 | 7.48 | 0.10709 | 0 | 23.92 | 1 | 0
11.6 | 23.2 | 7.48 | 0.10709 | 0 | 23.2 | 1 | 0
13.44 | 26.88 | 7.48 | 0.10709 | 0 | 26.88 | 1 | 0
15.32 | 30.64 | 7.48 | 0.10709 | 0 | 30.64 | 1 | 0
14.36 | 28.72 | 7.48 | 0.10709 | 0 | 28.72 | 1 | 0
16.68 | 33.36 | 7.48 | 0.10709 | 0 | 33.36 | 1 | 0
24.8 | 49.6 | 7.48 | 0.10709 | 0 | 49.6 | 1 | 0
26.52 | 53.04 | 7.48 | 0.10709 | 0 | 53.04 | 1 | 0
28.56 | 57.12 | 7.48 | 0.10709 | 0 | 57.12 | 1 | 0
28.76 | 57.52 | 7.48 | 0.10709 | 0 | 57.52 | 1 | 0
32.76 | 65.52 | 7.48 | 0.12502 | 0 | 65.52 | 1 | 0
31 | 62 | 7.48 | 0.12502 | 0 | 62 | 1 | 0
28 | 56 | 7.48 | 0.12502 | 0 | 56 | 1 | 0
25.2 | 50.4 | 12.23 | 0.12502 | 0 | 50.4 | 1 | 0
24.84 | 49.68 | 12.23 | 0.12502 | 0 | 49.68 | 1 | 0
24.52 | 49.04 | 12.23 | 0.12502 | 0 | 49.04 | 1 | 0
24.08 | 48.16 | 12.23 | 0.12502 | 0 | 48.16 | 1 | 0
26.72 | 53.44 | 7.48 | 0.12502 | 0 | 53.44 | 1 | 0
26.72 | 53.44 | 7.48 | 0.12502 | 0 | 53.44 | 1 | 0
27.28 | 54.56 | 7.48 | 0.12502 | 0 | 49.76 | 0.2 | 4.8
27 | 54 | 7.48 | 0.10709 | 4.8 | 54 | 0.91885 | 0
26.44 | 52.88 | 7.48 | 0.10709 | 0.54188 | 52.88 | 1 | 0
23.72 | 47.44 | 7.48 | 0.10709 | 0 | 47.44 | 1 | 0
17.2 | 34.4 | 7.48 | 0.10709 | 0 | 34.4 | 1 | 0
15.2 | 30.4 | 7.48 | 0.10709 | 0 | 30.4 | 1 | 0
15.84 | 31.68 | 7.48 | 0.10709 | 0 | 31.68 | 1 | 0
16.88 | 33.76 | 7.48 | 0.10709 | 0 | 33.76 | 1 | 0
16.88 | 33.76 | 7.48 | 0.10709 | 0 | 33.76 | 1 | 0
15.12 | 30.24 | 7.48 | 0.10709 | 0 | 30.24 | 1 | 0
16.28 | 32.56 | 7.48 | 0.10709 | 0 | 32.56 | 1 | 0
23.4 | 46.8 | 7.48 | 0.10709 | 0 | 46.8 | 1 | 0
23.08 | 46.16 | 7.48 | 0.10709 | 0 | 46.16 | 1 | 0
23.2 | 46.4 | 7.48 | 0.10709 | 0 | 46.4 | 1 | 0
21.12 | 42.24 | 7.48 | 0.10709 | 0 | 42.24 | 1 | 0
21.72 | 43.44 | 7.48 | 0.10709 | 0 | 43.44 | 1 | 0
23.8 | 47.6 | 7.48 | 0.10709 | 0 | 47.6 | 1 | 0
25 | 50 | 7.48 | 0.10709 | 0 | 50 | 1 | 0
24.04 | 48.08 | 7.48 | 0.10709 | 0 | 48.08 | 1 | 0
23.32 | 46.64 | 7.48 | 0.10709 | 0 | 46.64 | 1 | 0
23.56 | 47.12 | 7.48 | 0.10709 | 0 | 47.12 | 1 | 0
26.08 | 52.16 | 7.48 | 0.10709 | 0 | 52.16 | 1 | 0
25.84 | 51.68 | 7.48 | 0.10709 | 0 | 51.68 | 1 | 0
25.56 | 51.12 | 7.48 | 0.10709 | 0 | 51.12 | 1 | 0
25.88 | 51.76 | 7.48 | 0.10709 | 0 | 51.76 | 1 | 0
21.84 | 43.68 | 7.48 | 0.10709 | 0 | 43.68 | 1 | 0
18.56 | 37.12 | 7.48 | 0.10709 | 0 | 37.12 | 1 | 0
17.8 | 35.6 | 7.48 | 0.10709 | 0 | 35.6 | 1 | 0
12.92 | 25.84 | 7.48 | 0.10709 | 0 | 25.84 | 1 | 0
10.88 | 21.76 | 7.48 | 0.10709 | 0 | 21.76 | 1 | 0
12.08 | 24.16 | 7.48 | 0.10709 | 0 | 24.16 | 1 | 0
13.04 | 26.08 | 7.48 | 0.10709 | 0 | 26.08 | 1 | 0
13.72 | 27.44 | 7.48 | 0.10709 | 0 | 27.44 | 1 | 0
13.96 | 27.92 | 7.48 | 0.10709 | 0 | 27.92 | 1 | 0
15.16 | 30.32 | 7.48 | 0.10709 | 0 | 30.32 | 1 | 0
17.48 | 34.96 | 7.48 | 0.10709 | 0 | 34.96 | 1 | 0
23 | 46 | 7.48 | 0.10709 | 0 | 46 | 1 | 0
22.84 | 45.68 | 7.48 | 0.10709 | 0 | 45.68 | 1 | 0
22.4 | 44.8 | 7.48 | 0.10709 | 0 | 44.8 | 1 | 0
22.08 | 44.16 | 7.48 | 0.10709 | 0 | 44.16 | 1 | 0
22.32 | 44.64 | 7.48 | 0.10709 | 0 | 44.64 | 1 | 0
22.96 | 45.92 | 7.48 | 0.10709 | 0 | 45.92 | 1 | 0
23.28 | 46.56 | 7.48 | 0.10709 | 0 | 46.56 | 1 | 0
22.28 | 44.56 | 7.48 | 0.10709 | 0 | 44.56 | 1 | 0
22.92 | 45.84 | 7.48 | 0.10709 | 0 | 45.84 | 1 | 0
24.88 | 49.76 | 7.48 | 0.10709 | 0 | 49.76 | 1 | 0
26.64 | 53.28 | 7.48 | 0.10709 | 0 | 53.28 | 1 | 0
22.72 | 45.44 | 7.48 | 0.10709 | 0 | 45.44 | 1 | 0
23.04 | 46.08 | 7.48 | 0.10709 | 0 | 46.08 | 1 | 0
23.16 | 46.32 | 7.48 | 0.10709 | 0 | 46.32 | 1 | 0
23.48 | 46.96 | 7.48 | 0.10709 | 0 | 46.96 | 1 | 0
20.08 | 40.16 | 7.48 | 0.10709 | 0 | 40.16 | 1 | 0
15.56 | 31.12 | 7.48 | 0.10709 | 0 | 31.12 | 1 | 0
13.52 | 27.04 | 7.48 | 0.10709 | 0 | 27.04 | 1 | 0
13.08 | 26.16 | 7.48 | 0.10709 | 0 | 26.16 | 1 | 0
12.84 | 25.68 | 7.48 | 0.10709 | 0 | 25.68 | 1 | 0
13.76 | 27.52 | 7.48 | 0.10709 | 0 | 27.52 | 1 | 0
14.32 | 28.64 | 7.48 | 0.10709 | 0 | 28.64 | 1 | 0
16.08 | 32.16 | 7.48 | 0.10709 | 0 | 32.16 | 1 | 0
16.72 | 33.44 | 7.48 | 0.10709 | 0 | 33.44 | 1 | 0
18.44 | 36.88 | 7.48 | 0.10709 | 0 | 36.88 | 1 | 0
23.36 | 46.72 | 7.48 | 0.10709 | 0 | 46.72 | 1 | 0
23.84 | 47.68 | 7.48 | 0.10709 | 0 | 47.68 | 1 | 0
23.6 | 47.2 | 7.48 | 0.12502 | 0 | 47.2 | 1 | 0
23.36 | 46.72 | 7.48 | 0.12502 | 0 | 46.72 | 1 | 0
22.36 | 44.72 | 7.48 | 0.12502 | 0 | 44.72 | 1 | 0
22.52 | 45.04 | 12.23 | 0.12502 | 0 | 45.04 | 1 | 0
21.68 | 43.36 | 12.23 | 0.12502 | 0 | 43.36 | 1 | 0
21.32 | 42.64 | 12.23 | 0.12502 | 0 | 42.64 | 1 | 0
22.28 | 44.56 | 12.23 | 0.12502 | 0 | 44.56 | 1 | 0
23.16 | 46.32 | 7.48 | 0.12502 | 0 | 46.32 | 1 | 0
20.6 | 41.2 | 7.48 | 0.12502 | 0 | 41.2 | 1 | 0
18.2 | 36.4 | 7.48 | 0.12502 | 0 | 31.6 | 0.2 | 4.8
17.2 | 34.4 | 7.48 | 0.10709 | 4.8 | 34.4 | 0.91885 | 0
17.36 | 34.72 | 7.48 | 0.10709 | 0.54188 | 34.72 | 1 | 0
17.28 | 34.56 | 7.48 | 0.10709 | 0 | 34.56 | 1 | 0
14.92 | 29.84 | 7.48 | 0.10709 | 0 | 29.84 | 1 | 0
15.88 | 31.76 | 7.48 | 0.10709 | 0 | 31.76 | 1 | 0
13.32 | 26.64 | 7.48 | 0.10709 | 0 | 26.64 | 1 | 0
13.04 | 26.08 | 7.48 | 0.10709 | 0 | 26.08 | 1 | 0
13.76 | 27.52 | 7.48 | 0.10709 | 0 | 27.52 | 1 | 0
14.92 | 29.84 | 7.48 | 0.10709 | 0 | 29.84 | 1 | 0
17.68 | 35.36 | 7.48 | 0.10709 | 0 | 35.36 | 1 | 0
24.44 | 48.88 | 7.48 | 0.10709 | 0 | 48.88 | 1 | 0
27.72 | 55.44 | 7.48 | 0.10709 | 0 | 55.44 | 1 | 0
29.64 | 59.28 | 7.48 | 0.10709 | 0 | 59.28 | 1 | 0
27.6 | 55.2 | 7.48 | 0.10709 | 0 | 55.2 | 1 | 0
28.56 | 57.12 | 7.48 | 0.12502 | 0 | 57.12 | 1 | 0
34.24 | 68.48 | 7.48 | 0.12502 | 0 | 68.48 | 1 | 0
33.92 | 67.84 | 7.48 | 0.12502 | 0 | 67.84 | 1 | 0
26.24 | 52.48 | 12.23 | 0.12502 | 0 | 52.48 | 1 | 0
25.4 | 50.8 | 12.23 | 0.12502 | 0 | 50.8 | 1 | 0
25.68 | 51.36 | 12.23 | 0.12502 | 0 | 51.36 | 1 | 0
27.32 | 54.64 | 12.23 | 0.12502 | 0 | 54.64 | 1 | 0
28.12 | 56.24 | 7.48 | 0.12502 | 0 | 56.24 | 1 | 0
28.44 | 56.88 | 7.48 | 0.12502 | 0 | 56.88 | 1 | 0
29.48 | 58.96 | 7.48 | 0.12502 | 0 | 54.16 | 0.2 | 4.8
27.92 | 55.84 | 7.48 | 0.10709 | 4.8 | 55.84 | 0.91885 | 0
27.28 | 54.56 | 7.48 | 0.10709 | 0.54188 | 54.56 | 1 | 0
23.4 | 46.8 | 7.48 | 0.10709 | 0 | 46.8 | 1 | 0
15.08 | 30.16 | 7.48 | 0.10709 | 0 | 30.16 | 1 | 0
14.08 | 28.16 | 7.48 | 0.10709 | 0 | 28.16 | 1 | 0
13.84 | 27.68 | 7.48 | 0.10709 | 0 | 27.68 | 1 | 0
13.56 | 27.12 | 7.48 | 0.10709 | 0 | 27.12 | 1 | 0
14.04 | 28.08 | 7.48 | 0.10709 | 0 | 28.08 | 1 | 0
14.8 | 29.6 | 7.48 | 0.10709 | 0 | 29.6 | 1 | 0
17.08 | 34.16 | 7.48 | 0.10709 | 0 | 34.16 | 1 | 0
24.56 | 49.12 | 7.48 | 0.10709 | 0 | 49.12 | 1 | 0
26.28 | 52.56 | 7.48 | 0.10709 | 0 | 52.56 | 1 | 0
27.52 | 55.04 | 7.48 | 0.10709 | 0 | 55.04 | 1 | 0
28.92 | 57.84 | 7.48 | 0.10709 | 0 | 57.84 | 1 | 0
32.16 | 64.32 | 7.48 | 0.12502 | 0 | 64.32 | 1 | 0
33.76 | 67.52 | 7.48 | 0.12502 | 0 | 67.52 | 1 | 0
31.76 | 63.52 | 7.48 | 0.12502 | 0 | 63.52 | 1 | 0
25.96 | 51.92 | 12.23 | 0.12502 | 0 | 51.92 | 1 | 0
25.32 | 50.64 | 12.23 | 0.12502 | 0 | 50.64 | 1 | 0
24.28 | 48.56 | 12.23 | 0.12502 | 0 | 48.56 | 1 | 0
25.52 | 51.04 | 12.23 | 0.12502 | 0 | 51.04 | 1 | 0
26.56 | 53.12 | 7.48 | 0.12502 | 0 | 53.12 | 1 | 0
27.48 | 54.96 | 7.48 | 0.12502 | 0 | 54.96 | 1 | 0
27.68 | 55.36 | 7.48 | 0.12502 | 0 | 50.56 | 0.2 | 4.8
26.64 | 53.28 | 7.48 | 0.10709 | 4.8 | 53.28 | 0.91885 | 0
24.56 | 49.12 | 7.48 | 0.10709 | 0.54188 | 49.12 | 1 | 0
23.92 | 47.84 | 7.48 | 0.10709 | 0 | 47.84 | 1 | 0
17.04 | 34.08 | 7.48 | 0.10709 | 0 | 34.08 | 1 | 0
14.88 | 29.76 | 7.48 | 0.10709 | 0 | 29.76 | 1 | 0
14.68 | 29.36 | 7.48 | 0.10709 | 0 | 29.36 | 1 | 0
16.76 | 33.52 | 7.48 | 0.10709 | 0 | 33.52 | 1 | 0
18.48 | 36.96 | 7.48 | 0.10709 | 0 | 36.96 | 1 | 0
19.12 | 38.24 | 7.48 | 0.10709 | 0 | 38.24 | 1 | 0
15.68 | 31.36 | 7.48 | 0.10709 | 0 | 31.36 | 1 | 0
21.96 | 43.92 | 7.48 | 0.10709 | 0 | 43.92 | 1 | 0
25.72 | 51.44 | 7.48 | 0.10709 | 0 | 51.44 | 1 | 0
26.68 | 53.36 | 7.48 | 0.10709 | 0 | 53.36 | 1 | 0
28.76 | 57.52 | 7.48 | 0.10709 | 0 | 57.52 | 1 | 0
31.08 | 62.16 | 7.48 | 0.12502 | 0 | 62.16 | 1 | 0
32.92 | 65.84 | 7.48 | 0.12502 | 0 | 65.84 | 1 | 0
29.8 | 59.6 | 7.48 | 0.12502 | 0 | 59.6 | 1 | 0
27.04 | 54.08 | 12.23 | 0.12502 | 0 | 54.08 | 1 | 0
25.84 | 51.68 | 12.23 | 0.12502 | 0 | 51.68 | 1 | 0
25.32 | 50.64 | 12.23 | 0.12502 | 0 | 50.64 | 1 | 0
25.84 | 51.68 | 12.23 | 0.12502 | 0 | 51.68 | 1 | 0
27.6 | 55.2 | 7.48 | 0.12502 | 0 | 55.2 | 1 | 0
28.4 | 56.8 | 7.48 | 0.12502 | 0 | 56.8 | 1 | 0
27.36 | 54.72 | 7.48 | 0.12502 | 0 | 49.92 | 0.2 | 4.8
25.6 | 51.2 | 7.48 | 0.10709 | 4.8 | 51.2 | 0.91885 | 0
25.48 | 50.96 | 7.48 | 0.10709 | 0.54188 | 50.96 | 1 | 0
22.76 | 45.52 | 7.48 | 0.10709 | 0 | 45.52 | 1 | 0
19.52 | 39.04 | 7.48 | 0.10709 | 0 | 39.04 | 1 | 0
18.32 | 36.64 | 7.48 | 0.10709 | 0 | 36.64 | 1 | 0
18.32 | 36.64 | 7.48 | 0.10709 | 0 | 36.64 | 1 | 0
17.88 | 35.76 | 7.48 | 0.10709 | 0 | 35.76 | 1 | 0
18.64 | 37.28 | 7.48 | 0.10709 | 0 | 37.28 | 1 | 0
16.84 | 33.68 | 7.48 | 0.10709 | 0 | 33.68 | 1 | 0
16.24 | 32.48 | 7.48 | 0.10709 | 0 | 32.48 | 1 | 0
23.32 | 46.64 | 7.48 | 0.10709 | 0 | 46.64 | 1 | 0
27.04 | 54.08 | 7.48 | 0.10709 | 0 | 54.08 | 1 | 0
27.88 | 55.76 | 7.48 | 0.10709 | 0 | 55.76 | 1 | 0
26.88 | 53.76 | 7.48 | 0.10709 | 0 | 53.76 | 1 | 0
31.96 | 63.92 | 7.48 | 0.12502 | 0 | 63.92 | 1 | 0
32.04 | 64.08 | 7.48 | 0.12502 | 0 | 64.08 | 1 | 0
29.52 | 59.04 | 7.48 | 0.12502 | 0 | 59.04 | 1 | 0
27.04 | 54.08 | 12.23 | 0.12502 | 0 | 54.08 | 1 | 0
25.36 | 50.72 | 12.23 | 0.12502 | 0 | 50.72 | 1 | 0
23.48 | 46.96 | 12.23 | 0.12502 | 0 | 46.96 | 1 | 0
25.28 | 50.56 | 12.23 | 0.12502 | 0 | 50.56 | 1 | 0
27.56 | 55.12 | 7.48 | 0.12502 | 0 | 55.12 | 1 | 0
28.32 | 56.64 | 7.48 | 0.12502 | 0 | 56.64 | 1 | 0
28.48 | 56.96 | 7.48 | 0.12502 | 0 | 52.16 | 0.2 | 4.8
27.28 | 54.56 | 7.48 | 0.10709 | 4.8 | 54.56 | 0.91885 | 0
26.96 | 53.92 | 7.48 | 0.10709 | 0.54188 | 53.92 | 1 | 0
20.6 | 41.2 | 7.48 | 0.10709 | 0 | 41.2 | 1 | 0
16.04 | 32.08 | 7.48 | 0.10709 | 0 | 32.08 | 1 | 0
14.64 | 29.28 | 7.48 | 0.10709 | 0 | 29.28 | 1 | 0
14.24 | 28.48 | 7.48 | 0.10709 | 0 | 28.48 | 1 | 0
14.12 | 28.24 | 7.48 | 0.10709 | 0 | 28.24 | 1 | 0
14.4 | 28.8 | 7.48 | 0.10709 | 0 | 28.8 | 1 | 0
15.12 | 30.24 | 7.48 | 0.10709 | 0 | 30.24 | 1 | 0
17.32 | 34.64 | 7.48 | 0.10709 | 0 | 34.64 | 1 | 0
24.88 | 49.76 | 7.48 | 0.10709 | 0 | 49.76 | 1 | 0
29.12 | 58.24 | 7.48 | 0.10709 | 0 | 58.24 | 1 | 0
33.24 | 66.48 | 7.48 | 0.10709 | 0 | 66.48 | 1 | 0
33.72 | 67.44 | 7.48 | 0.10709 | 0 | 67.44 | 1 | 0
34.28 | 68.56 | 7.48 | 0.10709 | 0 | 68.56 | 1 | 0
33.96 | 67.92 | 7.48 | 0.10709 | 0 | 67.92 | 1 | 0
31.72 | 63.44 | 7.48 | 0.10709 | 0 | 63.44 | 1 | 0
27.12 | 54.24 | 7.48 | 0.10709 | 0 | 54.24 | 1 | 0
26.28 | 52.56 | 7.48 | 0.10709 | 0 | 52.56 | 1 | 0
25.8 | 51.6 | 7.48 | 0.10709 | 0 | 51.6 | 1 | 0
26.48 | 52.96 | 7.48 | 0.10709 | 0 | 52.96 | 1 | 0
28 | 56 | 7.48 | 0.10709 | 0 | 56 | 1 | 0
28.08 | 56.16 | 7.48 | 0.10709 | 0 | 56.16 | 1 | 0
27.52 | 55.04 | 7.48 | 0.10709 | 0 | 55.04 | 1 | 0
27.36 | 54.72 | 7.48 | 0.10709 | 0 | 54.72 | 1 | 0
26.8 | 53.6 | 7.48 | 0.10709 | 0 | 53.6 | 1 | 0
21.96 | 43.92 | 7.48 | 0.10709 | 0 | 43.92 | 1 | 0
17.36 | 34.72 | 7.48 | 0.10709 | 0 | 34.72 | 1 | 0
19.44 | 38.88 | 7.48 | 0.10709 | 0 | 38.88 | 1 | 0
19.16 | 38.32 | 7.48 | 0.10709 | 0 | 38.32 | 1 | 0
18.96 | 37.92 | 7.48 | 0.10709 | 0 | 37.92 | 1 | 0
19.4 | 38.8 | 7.48 | 0.10709 | 0 | 38.8 | 1 | 0
20.88 | 41.76 | 7.48 | 0.10709 | 0 | 41.76 | 1 | 0
22.04 | 44.08 | 7.48 | 0.10709 | 0 | 44.08 | 1 | 0
23.4 | 46.8 | 7.48 | 0.10709 | 0 | 46.8 | 1 | 0
24.64 | 49.28 | 7.48 | 0.10709 | 0 | 49.28 | 1 | 0
24.24 | 48.48 | 7.48 | 0.10709 | 0 | 48.48 | 1 | 0
23.72 | 47.44 | 7.48 | 0.10709 | 0 | 47.44 | 1 | 0
24.12 | 48.24 | 7.48 | 0.10709 | 0 | 48.24 | 1 | 0
23.68 | 47.36 | 7.48 | 0.10709 | 0 | 47.36 | 1 | 0
22.96 | 45.92 | 7.48 | 0.10709 | 0 | 45.92 | 1 | 0
23.12 | 46.24 | 7.48 | 0.10709 | 0 | 46.24 | 1 | 0
22.24 | 44.48 | 7.48 | 0.10709 | 0 | 44.48 | 1 | 0
23.52 | 47.04 | 7.48 | 0.10709 | 0 | 47.04 | 1 | 0
25.16 | 50.32 | 7.48 | 0.10709 | 0 | 50.32 | 1 | 0
26.52 | 53.04 | 7.48 | 0.10709 | 0 | 53.04 | 1 | 0
24.28 | 48.56 | 7.48 | 0.10709 | 0 | 48.56 | 1 | 0
24.2 | 48.4 | 7.48 | 0.10709 | 0 | 48.4 | 1 | 0
23.6 | 47.2 | 7.48 | 0.10709 | 0 | 47.2 | 1 | 0
23.52 | 47.04 | 7.48 | 0.10709 | 0 | 47.04 | 1 | 0
18.56 | 37.12 | 7.48 | 0.10709 | 0 | 37.12 | 1 | 0
13.16 | 26.32 | 7.48 | 0.10709 | 0 | 26.32 | 1 | 0
11.68 | 23.36 | 7.48 | 0.10709 | 0 | 23.36 | 1 | 0
13.2 | 26.4 | 7.48 | 0.10709 | 0 | 26.4 | 1 | 0
13.36 | 26.72 | 7.48 | 0.10709 | 0 | 26.72 | 1 | 0
13.88 | 27.76 | 7.48 | 0.10709 | 0 | 27.76 | 1 | 0
14.8 | 29.6 | 7.48 | 0.10709 | 0 | 29.6 | 1 | 0
16.08 | 32.16 | 7.48 | 0.10709 | 0 | 32.16 | 1 | 0
18.04 | 36.08 | 7.48 | 0.10709 | 0 | 36.08 | 1 | 0
19.56 | 39.12 | 7.48 | 0.10709 | 0 | 39.12 | 1 | 0
24.32 | 48.64 | 7.48 | 0.10709 | 0 | 48.64 | 1 | 0
24.28 | 48.56 | 7.48 | 0.10709 | 0 | 48.56 | 1 | 0
24.68 | 49.36 | 7.48 | 0.12502 | 0 | 49.36 | 1 | 0
23.44 | 46.88 | 7.48 | 0.12502 | 0 | 46.88 | 1 | 0
22.16 | 44.32 | 7.48 | 0.12502 | 0 | 44.32 | 1 | 0
22.96 | 45.92 | 12.23 | 0.12502 | 0 | 45.92 | 1 | 0
22.36 | 44.72 | 12.23 | 0.12502 | 0 | 44.72 | 1 | 0
21.96 | 43.92 | 12.23 | 0.12502 | 0 | 43.92 | 1 | 0
23.44 | 46.88 | 12.23 | 0.12502 | 0 | 46.88 | 1 | 0
23.64 | 47.28 | 7.48 | 0.12502 | 0 | 47.28 | 1 | 0
22.96 | 45.92 | 7.48 | 0.12502 | 0 | 45.92 | 1 | 0
22 | 44 | 7.48 | 0.12502 | 0 | 39.2 | 0.2 | 4.8
21.88 | 43.76 | 7.48 | 0.10709 | 4.8 | 43.76 | 0.91885 | 0
24.08 | 48.16 | 7.48 | 0.10709 | 0.54188 | 48.16 | 1 | 0
24.64 | 49.28 | 7.48 | 0.10709 | 0 | 49.28 | 1 | 0
19.6 | 39.2 | 7.48 | 0.10709 | 0 | 39.2 | 1 | 0
18.24 | 36.48 | 7.48 | 0.10709 | 0 | 36.48 | 1 | 0
15.36 | 30.72 | 7.48 | 0.10709 | 0 | 30.72 | 1 | 0
13.36 | 26.72 | 7.48 | 0.10709 | 0 | 26.72 | 1 | 0
13.96 | 27.92 | 7.48 | 0.10709 | 0 | 27.92 | 1 | 0
15.28 | 30.56 | 7.48 | 0.10709 | 0 | 30.56 | 1 | 0
16.64 | 33.28 | 7.48 | 0.10709 | 0 | 33.28 | 1 | 0
24.4 | 48.8 | 7.48 | 0.10709 | 0 | 48.8 | 1 | 0
24.84 | 49.68 | 7.48 | 0.10709 | 0 | 49.68 | 1 | 0
29.4 | 58.8 | 7.48 | 0.10709 | 0 | 58.8 | 1 | 0
29.32 | 58.64 | 7.48 | 0.10709 | 0 | 58.64 | 1 | 0
30.56 | 61.12 | 7.48 | 0.12502 | 0 | 61.12 | 1 | 0
33.6 | 67.2 | 7.48 | 0.12502 | 0 | 67.2 | 1 | 0
28.88 | 57.76 | 7.48 | 0.12502 | 0 | 57.76 | 1 | 0
27.24 | 54.48 | 12.23 | 0.12502 | 0 | 54.48 | 1 | 0
26.04 | 52.08 | 12.23 | 0.12502 | 0 | 52.08 | 1 | 0
25.68 | 51.36 | 12.23 | 0.12502 | 0 | 51.36 | 1 | 0
25.84 | 51.68 | 12.23 | 0.12502 | 0 | 51.68 | 1 | 0
27.96 | 55.92 | 7.48 | 0.12502 | 0 | 55.92 | 1 | 0
28.44 | 56.88 | 7.48 | 0.12502 | 0 | 56.88 | 1 | 0
29.36 | 58.72 | 7.48 | 0.12502 | 0 | 53.92 | 0.2 | 4.8
27.92 | 55.84 | 7.48 | 0.10709 | 4.8 | 55.84 | 0.91885 | 0
25.92 | 51.84 | 7.48 | 0.10709 | 0.54188 | 51.84 | 1 | 0
20.36 | 40.72 | 7.48 | 0.10709 | 0 | 40.72 | 1 | 0
15.92 | 31.84 | 7.48 | 0.10709 | 0 | 31.84 | 1 | 0
14.72 | 29.44 | 7.48 | 0.10709 | 0 | 29.44 | 1 | 0
14.12 | 28.24 | 7.48 | 0.10709 | 0 | 28.24 | 1 | 0
14.2 | 28.4 | 7.48 | 0.10709 | 0 | 28.4 | 1 | 0
14.8 | 29.6 | 7.48 | 0.10709 | 0 | 29.6 | 1 | 0
15.6 | 31.2 | 7.48 | 0.10709 | 0 | 31.2 | 1 | 0
17.08 | 34.16 | 7.48 | 0.10709 | 0 | 34.16 | 1 | 0
23.44 | 46.88 | 7.48 | 0.10709 | 0 | 46.88 | 1 | 0
26.8 | 53.6 | 7.48 | 0.10709 | 0 | 53.6 | 1 | 0
27.04 | 54.08 | 7.48 | 0.10709 | 0 | 54.08 | 1 | 0
28.92 | 57.84 | 7.48 | 0.10709 | 0 | 57.84 | 1 | 0
28.4 | 56.8 | 7.48 | 0.12502 | 0 | 56.8 | 1 | 0
29 | 58 | 7.48 | 0.12502 | 0 | 58 | 1 | 0
28 | 56 | 7.48 | 0.12502 | 0 | 56 | 1 | 0
26.52 | 53.04 | 12.23 | 0.12502 | 0 | 53.04 | 1 | 0
25.4 | 50.8 | 12.23 | 0.12502 | 0 | 50.8 | 1 | 0
24.88 | 49.76 | 12.23 | 0.12502 | 0 | 49.76 | 1 | 0
25.68 | 51.36 | 12.23 | 0.12502 | 0 | 51.36 | 1 | 0
27.04 | 54.08 | 7.48 | 0.12502 | 0 | 54.08 | 1 | 0
26.84 | 53.68 | 7.48 | 0.12502 | 0 | 53.68 | 1 | 0
26.96 | 53.92 | 7.48 | 0.12502 | 0 | 49.12 | 0.2 | 4.8
25.76 | 51.52 | 7.48 | 0.10709 | 4.8 | 51.52 | 0.91885 | 0
24.12 | 48.24 | 7.48 | 0.10709 | 0.54188 | 48.24 | 1 | 0
18.56 | 37.12 | 7.48 | 0.10709 | 0 | 37.12 | 1 | 0
12.88 | 25.76 | 7.48 | 0.10709 | 0 | 25.76 | 1 | 0
10.72 | 21.44 | 7.48 | 0.10709 | 0 | 21.44 | 1 | 0
10.28 | 20.56 | 7.48 | 0.10709 | 0 | 20.56 | 1 | 0
12.8 | 25.6 | 7.48 | 0.10709 | 0 | 25.6 | 1 | 0
13.84 | 27.68 | 7.48 | 0.10709 | 0 | 27.68 | 1 | 0
14.48 | 28.96 | 7.48 | 0.10709 | 0 | 28.96 | 1 | 0
15.08 | 30.16 | 7.48 | 0.10709 | 0 | 30.16 | 1 | 0
22.48 | 44.96 | 7.48 | 0.10709 | 0 | 44.96 | 1 | 0
25.72 | 51.44 | 7.48 | 0.10709 | 0 | 51.44 | 1 | 0
26.12 | 52.24 | 7.48 | 0.10709 | 0 | 52.24 | 1 | 0
28.2 | 56.4 | 7.48 | 0.10709 | 0 | 56.4 | 1 | 0
32.44 | 64.88 | 7.48 | 0.12502 | 0 | 64.88 | 1 | 0
29.04 | 58.08 | 7.48 | 0.12502 | 0 | 58.08 | 1 | 0
28.48 | 56.96 | 7.48 | 0.12502 | 0 | 56.96 | 1 | 0
27.2 | 54.4 | 12.23 | 0.12502 | 0 | 54.4 | 1 | 0
26.64 | 53.28 | 12.23 | 0.12502 | 0 | 53.28 | 1 | 0
24.24 | 48.48 | 12.23 | 0.12502 | 0 | 48.48 | 1 | 0
25.36 | 50.72 | 12.23 | 0.12502 | 0 | 50.72 | 1 | 0
26.36 | 52.72 | 7.48 | 0.12502 | 0 | 52.72 | 1 | 0
25.16 | 50.32 | 7.48 | 0.12502 | 0 | 50.32 | 1 | 0
25.48 | 50.96 | 7.48 | 0.12502 | 0 | 46.16 | 0.2 | 4.8
20.36 | 40.72 | 7.48 | 0.10709 | 4.8 | 40.72 | 0.91885 | 0
20.04 | 40.08 | 7.48 | 0.10709 | 0.54188 | 40.08 | 1 | 0
17.48 | 34.96 | 7.48 | 0.10709 | 0 | 34.96 | 1 | 0
12.72 | 25.44 | 7.48 | 0.10709 | 0 | 25.44 | 1 | 0
10.88 | 21.76 | 7.48 | 0.10709 | 0 | 21.76 | 1 | 0
9.96 | 19.92 | 7.48 | 0.10709 | 0 | 19.92 | 1 | 0
10.6 | 21.2 | 7.48 | 0.10709 | 0 | 21.2 | 1 | 0
13.44 | 26.88 | 7.48 | 0.10709 | 0 | 26.88 | 1 | 0
14.12 | 28.24 | 7.48 | 0.10709 | 0 | 28.24 | 1 | 0
14.88 | 29.76 | 7.48 | 0.10709 | 0 | 29.76 | 1 | 0
16.24 | 32.48 | 7.48 | 0.10709 | 0 | 32.48 | 1 | 0
16.12 | 32.24 | 7.48 | 0.10709 | 0 | 32.24 | 1 | 0
15.76 | 31.52 | 7.48 | 0.10709 | 0 | 31.52 | 1 | 0
14.76 | 29.52 | 7.48 | 0.10709 | 0 | 29.52 | 1 | 0
14.6 | 29.2 | 7.48 | 0.12502 | 0 | 29.2 | 1 | 0
14.64 | 29.28 | 7.48 | 0.12502 | 0 | 29.28 | 1 | 0
14.64 | 29.28 | 7.48 | 0.12502 | 0 | 29.28 | 1 | 0
14.24 | 28.48 | 12.23 | 0.12502 | 0 | 28.48 | 1 | 0
14.8 | 29.6 | 12.23 | 0.12502 | 0 | 29.6 | 1 | 0
14.68 | 29.36 | 12.23 | 0.12502 | 0 | 29.36 | 1 | 0
15.6 | 31.2 | 12.23 | 0.12502 | 0 | 31.2 | 1 | 0
16.88 | 33.76 | 7.48 | 0.12502 | 0 | 33.76 | 1 | 0
16.68 | 33.36 | 7.48 | 0.12502 | 0 | 33.36 | 1 | 0
16.8 | 33.6 | 7.48 | 0.12502 | 0 | 28.8 | 0.2 | 4.8
17.16 | 34.32 | 7.48 | 0.10709 | 4.8 | 34.32 | 0.91885 | 0
16.96 | 33.92 | 7.48 | 0.10709 | 0.54188 | 33.92 | 1 | 0
16.96 | 33.92 | 7.48 | 0.10709 | 0 | 33.92 | 1 | 0
11.92 | 23.84 | 7.48 | 0.10709 | 0 | 23.84 | 1 | 0
10.4 | 20.8 | 7.48 | 0.10709 | 0 | 20.8 | 1 | 0
10.56 | 21.12 | 7.48 | 0.10709 | 0 | 21.12 | 1 | 0
12.96 | 25.92 | 7.48 | 0.10709 | 0 | 25.92 | 1 | 0
13.36 | 26.72 | 7.48 | 0.10709 | 0 | 26.72 | 1 | 0
14.52 | 29.04 | 7.48 | 0.10709 | 0 | 29.04 | 1 | 0
16.44 | 32.88 | 7.48 | 0.10709 | 0 | 32.88 | 1 | 0
23.52 | 47.04 | 7.48 | 0.10709 | 0 | 47.04 | 1 | 0
23.88 | 47.76 | 7.48 | 0.10709 | 0 | 47.76 | 1 | 0
23.28 | 46.56 | 7.48 | 0.10709 | 0 | 46.56 | 1 | 0
22.64 | 45.28 | 7.48 | 0.10709 | 0 | 45.28 | 1 | 0
22.48 | 44.96 | 7.48 | 0.10709 | 0 | 44.96 | 1 | 0
22.04 | 44.08 | 7.48 | 0.10709 | 0 | 44.08 | 1 | 0
21.76 | 43.52 | 7.48 | 0.10709 | 0 | 43.52 | 1 | 0
21.8 | 43.6 | 7.48 | 0.10709 | 0 | 43.6 | 1 | 0
21.28 | 42.56 | 7.48 | 0.10709 | 0 | 42.56 | 1 | 0
21.92 | 43.84 | 7.48 | 0.10709 | 0 | 43.84 | 1 | 0
23.12 | 46.24 | 7.48 | 0.10709 | 0 | 46.24 | 1 | 0
24.8 | 49.6 | 7.48 | 0.10709 | 0 | 49.6 | 1 | 0
24.96 | 49.92 | 7.48 | 0.10709 | 0 | 49.92 | 1 | 0
25.64 | 51.28 | 7.48 | 0.10709 | 0 | 51.28 | 1 | 0
26.16 | 52.32 | 7.48 | 0.10709 | 0 | 52.32 | 1 | 0
24.48 | 48.96 | 7.48 | 0.10709 | 0 | 48.96 | 1 | 0
23.4 | 46.8 | 7.48 | 0.10709 | 0 | 46.8 | 1 | 0
19.48 | 38.96 | 7.48 | 0.10709 | 0 | 38.96 | 1 | 0
18.4 | 36.8 | 7.48 | 0.10709 | 0 | 36.8 | 1 | 0
18.56 | 37.12 | 7.48 | 0.10709 | 0 | 37.12 | 1 | 0
18.2 | 36.4 | 7.48 | 0.10709 | 0 | 36.4 | 1 | 0
18.8 | 37.6 | 7.48 | 0.10709 | 0 | 37.6 | 1 | 0
19.36 | 38.72 | 7.48 | 0.10709 | 0 | 38.72 | 1 | 0
21.04 | 42.08 | 7.48 | 0.10709 | 0 | 42.08 | 1 | 0
22.44 | 44.88 | 7.48 | 0.10709 | 0 | 44.88 | 1 | 0
23.4 | 46.8 | 7.48 | 0.10709 | 0 | 46.8 | 1 | 0
24.36 | 48.72 | 7.48 | 0.10709 | 0 | 48.72 | 1 | 0
23.48 | 46.96 | 7.48 | 0.10709 | 0 | 46.96 | 1 | 0
23.32 | 46.64 | 7.48 | 0.10709 | 0 | 46.64 | 1 | 0
23 | 46 | 7.48 | 0.10709 | 0 | 46 | 1 | 0
22.64 | 45.28 | 7.48 | 0.10709 | 0 | 45.28 | 1 | 0
22.88 | 45.76 | 7.48 | 0.10709 | 0 | 45.76 | 1 | 0
22.68 | 45.36 | 7.48 | 0.10709 | 0 | 45.36 | 1 | 0
23 | 46 | 7.48 | 0.10709 | 0 | 46 | 1 | 0
24.96 | 49.92 | 7.48 | 0.10709 | 0 | 49.92 | 1 | 0
25.44 | 50.88 | 7.48 | 0.10709 | 0 | 50.88 | 1 | 0
23.56 | 47.12 | 7.48 | 0.10709 | 0 | 47.12 | 1 | 0
22.36 | 44.72 | 7.48 | 0.10709 | 0 | 44.72 | 1 | 0
21.8 | 43.6 | 7.48 | 0.10709 | 0 | 43.6 | 1 | 0
22.16 | 44.32 | 7.48 | 0.10709 | 0 | 44.32 | 1 | 0
21.88 | 43.76 | 7.48 | 0.10709 | 0 | 43.76 | 1 | 0
19.48 | 38.96 | 7.48 | 0.10709 | 0 | 38.96 | 1 | 0
18.56 | 37.12 | 7.48 | 0.10709 | 0 | 37.12 | 1 | 0
17.6 | 35.2 | 7.48 | 0.10709 | 0 | 35.2 | 1 | 0
17.88 | 35.76 | 7.48 | 0.10709 | 0 | 35.76 | 1 | 0
18.68 | 37.36 | 7.48 | 0.10709 | 0 | 37.36 | 1 | 0
18.96 | 37.92 | 7.48 | 0.10709 | 0 | 37.92 | 1 | 0
20.24 | 40.48 | 7.48 | 0.10709 | 0 | 40.48 | 1 | 0
21.32 | 42.64 | 7.48 | 0.10709 | 0 | 42.64 | 1 | 0
22.12 | 44.24 | 7.48 | 0.10709 | 0 | 44.24 | 1 | 0
24.36 | 48.72 | 7.48 | 0.10709 | 0 | 48.72 | 1 | 0
23.76 | 47.52 | 7.48 | 0.10709 | 0 | 47.52 | 1 | 0
23.32 | 46.64 | 7.48 | 0.12502 | 0 | 46.64 | 1 | 0
22.64 | 45.28 | 7.48 | 0.12502 | 0 | 45.28 | 1 | 0
21.96 | 43.92 | 7.48 | 0.12502 | 0 | 43.92 | 1 | 0
23.36 | 46.72 | 12.23 | 0.12502 | 0 | 46.72 | 1 | 0
24.36 | 48.72 | 12.23 | 0.12502 | 0 | 48.72 | 1 | 0
24.84 | 49.68 | 12.23 | 0.12502 | 0 | 49.68 | 1 | 0
24.96 | 49.92 | 12.23 | 0.12502 | 0 | 49.92 | 1 | 0
25.96 | 51.92 | 7.48 | 0.12502 | 0 | 51.92 | 1 | 0
23.64 | 47.28 | 7.48 | 0.12502 | 0 | 47.28 | 1 | 0
22.92 | 45.84 | 7.48 | 0.12502 | 0 | 41.04 | 0.2 | 4.8
24.88 | 49.76 | 7.48 | 0.10709 | 4.8 | 49.76 | 0.91885 | 0
26 | 52 | 7.48 | 0.10709 | 0.54188 | 52 | 1 | 0
23.96 | 47.92 | 7.48 | 0.10709 | 0 | 47.92 | 1 | 0
19.68 | 39.36 | 7.48 | 0.10709 | 0 | 39.36 | 1 | 0
18.68 | 37.36 | 7.48 | 0.10709 | 0 | 37.36 | 1 | 0
18.24 | 36.48 | 7.48 | 0.10709 | 0 | 36.48 | 1 | 0
17.88 | 35.76 | 7.48 | 0.10709 | 0 | 35.76 | 1 | 0
18.84 | 37.68 | 7.48 | 0.10709 | 0 | 37.68 | 1 | 0
19.2 | 38.4 | 7.48 | 0.10709 | 0 | 38.4 | 1 | 0
16.88 | 33.76 | 7.48 | 0.10709 | 0 | 33.76 | 1 | 0
24.84 | 49.68 | 7.48 | 0.10709 | 0 | 49.68 | 1 | 0
28.56 | 57.12 | 7.48 | 0.10709 | 0 | 57.12 | 1 | 0
30.4 | 60.8 | 7.48 | 0.10709 | 0 | 60.8 | 1 | 0
30.12 | 60.24 | 7.48 | 0.10709 | 0 | 60.24 | 1 | 0
31.72 | 63.44 | 7.48 | 0.12502 | 0 | 63.44 | 1 | 0
33.56 | 67.12 | 7.48 | 0.12502 | 0 | 67.12 | 1 | 0
29.4 | 58.8 | 7.48 | 0.12502 | 0 | 58.8 | 1 | 0
25.48 | 50.96 | 12.23 | 0.12502 | 0 | 50.96 | 1 | 0
24.2 | 48.4 | 12.23 | 0.12502 | 0 | 48.4 | 1 | 0
24.72 | 49.44 | 12.23 | 0.12502 | 0 | 49.44 | 1 | 0
26.12 | 52.24 | 12.23 | 0.12502 | 0 | 52.24 | 1 | 0
27.52 | 55.04 | 7.48 | 0.12502 | 0 | 55.04 | 1 | 0
29.12 | 58.24 | 7.48 | 0.12502 | 0 | 58.24 | 1 | 0
29.68 | 59.36 | 7.48 | 0.12502 | 0 | 54.56 | 0.2 | 4.8
28.72 | 57.44 | 7.48 | 0.10709 | 4.8 | 57.44 | 0.91885 | 0
26.36 | 52.72 | 7.48 | 0.10709 | 0.54188 | 52.72 | 1 | 0
19.8 | 39.6 | 7.48 | 0.10709 | 0 | 39.6 | 1 | 0
15.44 | 30.88 | 7.48 | 0.10709 | 0 | 30.88 | 1 | 0
14.04 | 28.08 | 7.48 | 0.10709 | 0 | 28.08 | 1 | 0
13.8 | 27.6 | 7.48 | 0.10709 | 0 | 27.6 | 1 | 0
13.6 | 27.2 | 7.48 | 0.10709 | 0 | 27.2 | 1 | 0
14.36 | 28.72 | 7.48 | 0.10709 | 0 | 28.72 | 1 | 0
14.76 | 29.52 | 7.48 | 0.10709 | 0 | 29.52 | 1 | 0
17.12 | 34.24 | 7.48 | 0.10709 | 0 | 34.24 | 1 | 0
24.32 | 48.64 | 7.48 | 0.10709 | 0 | 48.64 | 1 | 0
26.64 | 53.28 | 7.48 | 0.10709 | 0 | 53.28 | 1 | 0
28.4 | 56.8 | 7.48 | 0.10709 | 0 | 56.8 | 1 | 0
27.8 | 55.6 | 7.48 | 0.10709 | 0 | 55.6 | 1 | 0
32.96 | 65.92 | 7.48 | 0.12502 | 0 | 65.92 | 1 | 0
29.48 | 58.96 | 7.48 | 0.12502 | 0 | 58.96 | 1 | 0
27.64 | 55.28 | 7.48 | 0.12502 | 0 | 55.28 | 1 | 0
26.64 | 53.28 | 12.23 | 0.12502 | 0 | 53.28 | 1 | 0
27 | 54 | 12.23 | 0.12502 | 0 | 54 | 1 | 0
26.48 | 52.96 | 12.23 | 0.12502 | 0 | 52.96 | 1 | 0
26.6 | 53.2 | 12.23 | 0.12502 | 0 | 53.2 | 1 | 0
27.68 | 55.36 | 7.48 | 0.12502 | 0 | 55.36 | 1 | 0
28.72 | 57.44 | 7.48 | 0.12502 | 0 | 57.44 | 1 | 0
29.76 | 59.52 | 7.48 | 0.12502 | 0 | 54.72 | 0.2 | 4.8
29.28 | 58.56 | 7.48 | 0.10709 | 4.8 | 58.56 | 0.91885 | 0
27.92 | 55.84 | 7.48 | 0.10709 | 0.54188 | 55.84 | 1 | 0
24.12 | 48.24 | 7.48 | 0.10709 | 0 | 48.24 | 1 | 0
19.84 | 39.68 | 7.48 | 0.10709 | 0 | 39.68 | 1 | 0
18.68 | 37.36 | 7.48 | 0.10709 | 0 | 37.36 | 1 | 0
18.72 | 37.44 | 7.48 | 0.10709 | 0 | 37.44 | 1 | 0
18.6 | 37.2 | 7.48 | 0.10709 | 0 | 37.2 | 1 | 0
19.08 | 38.16 | 7.48 | 0.10709 | 0 | 38.16 | 1 | 0
19.72 | 39.44 | 7.48 | 0.10709 | 0 | 39.44 | 1 | 0
21.44 | 42.88 | 7.48 | 0.10709 | 0 | 42.88 | 1 | 0
25.16 | 50.32 | 7.48 | 0.10709 | 0 | 50.32 | 1 | 0
25.68 | 51.36 | 7.48 | 0.10709 | 0 | 51.36 | 1 | 0
28.12 | 56.24 | 7.48 | 0.10709 | 0 | 56.24 | 1 | 0
29.04 | 58.08 | 7.48 | 0.10709 | 0 | 58.08 | 1 | 0
31.32 | 62.64 | 7.48 | 0.12502 | 0 | 62.64 | 1 | 0
32.96 | 65.92 | 7.48 | 0.12502 | 0 | 65.92 | 1 | 0
28.52 | 57.04 | 7.48 | 0.12502 | 0 | 57.04 | 1 | 0
26.32 | 52.64 | 12.23 | 0.12502 | 0 | 52.64 | 1 | 0
26.04 | 52.08 | 12.23 | 0.12502 | 0 | 52.08 | 1 | 0
25.48 | 50.96 | 12.23 | 0.12502 | 0 | 50.96 | 1 | 0
26.76 | 53.52 | 12.23 | 0.12502 | 0 | 53.52 | 1 | 0
28.16 | 56.32 | 7.48 | 0.12502 | 0 | 56.32 | 1 | 0
29.16 | 58.32 | 7.48 | 0.12502 | 0 | 58.32 | 1 | 0
28.08 | 56.16 | 7.48 | 0.12502 | 0 | 51.36 | 0.2 | 4.8
27.6 | 55.2 | 7.48 | 0.10709 | 4.8 | 55.2 | 0.91885 | 0
27.28 | 54.56 | 7.48 | 0.10709 | 0.54188 | 54.56 | 1 | 0
19.6267 | 39.2533 | 7.48 | 0.10709 | 0 | 39.2533 | 1 | 0
15.2133 | 30.4267 | 7.48 | 0.10709 | 0 | 30.4267 | 1 | 0
14.84 | 29.68 | 7.48 | 0.10709 | 0 | 29.68 | 1 | 0
13.48 | 26.96 | 7.48 | 0.10709 | 0 | 26.96 | 1 | 0
14.4933 | 28.9867 | 7.48 | 0.10709 | 0 | 28.9867 | 1 | 0
16.08 | 32.16 | 7.48 | 0.10709 | 0 | 32.16 | 1 | 0
15.4533 | 30.9067 | 7.48 | 0.10709 | 0 | 30.9067 | 1 | 0
16.28 | 32.56 | 7.48 | 0.10709 | 0 | 32.56 | 1 | 0
23.52 | 47.04 | 7.48 | 0.10709 | 0 | 47.04 | 1 | 0
26.4 | 52.8 | 7.48 | 0.10709 | 0 | 52.8 | 1 | 0
28.3333 | 56.6667 | 7.48 | 0.10709 | 0 | 56.6667 | 1 | 0
28.4667 | 56.9333 | 7.48 | 0.10709 | 0 | 56.9333 | 1 | 0
29.84 | 59.68 | 7.48 | 0.12502 | 0 | 59.68 | 1 | 0
31.76 | 63.52 | 7.48 | 0.12502 | 0 | 63.52 | 1 | 0
30 | 60 | 7.48 | 0.12502 | 0 | 60 | 1 | 0
27.56 | 55.12 | 12.23 | 0.12502 | 0 | 55.12 | 1 | 0
26.44 | 52.88 | 12.23 | 0.12502 | 0 | 52.88 | 1 | 0
26.2 | 52.4 | 12.23 | 0.12502 | 0 | 52.4 | 1 | 0
26.4 | 52.8 | 12.23 | 0.12502 | 0 | 52.8 | 1 | 0
27.28 | 54.56 | 7.48 | 0.12502 | 0 | 54.56 | 1 | 0
26.96 | 53.92 | 7.48 | 0.12502 | 0 | 53.92 | 1 | 0
26.96 | 53.92 | 7.48 | 0.12502 | 0 | 49.12 | 0.2 | 4.8
27.16 | 54.32 | 7.48 | 0.10709 | 4.8 | 54.32 | 0.91885 | 0
26.68 | 53.36 | 7.48 | 0.10709 | 0.54188 | 53.36 | 1 | 0
20.32 | 40.64 | 7.48 | 0.10709 | 0 | 40.64 | 1 | 0
15.28 | 30.56 | 7.48 | 0.10709 | 0 | 30.56 | 1 | 0
13.6 | 27.2 | 7.48 | 0.10709 | 0 | 27.2 | 1 | 0
13.6 | 27.2 | 7.48 | 0.10709 | 0 | 27.2 | 1 | 0
12.32 | 24.64 | 7.48 | 0.10709 | 0 | 24.64 | 1 | 0
13.6 | 27.2 | 7.48 | 0.10709 | 0 | 27.2 | 1 | 0
18.4 | 36.8 | 7.48 | 0.10709 | 0 | 36.8 | 1 | 0
23.68 | 47.36 | 7.48 | 0.10709 | 0 | 47.36 | 1 | 0
27.2 | 54.4 | 7.48 | 0.10709 | 0 | 54.4 | 1 | 0
29.6 | 59.2 | 7.48 | 0.10709 | 0 | 59.2 | 1 | 0
33.6 | 67.2 | 7.48 | 0.10709 | 0 | 67.2 | 1 | 0
34.88 | 69.76 | 7.48 | 0.10709 | 0 | 69.76 | 1 | 0
34.4 | 68.8 | 7.48 | 0.10709 | 0 | 68.8 | 1 | 0
34.72 | 69.44 | 7.48 | 0.10709 | 0 | 69.44 | 1 | 0
35.84 | 71.68 | 7.48 | 0.10709 | 0 | 71.68 | 1 | 0
33.28 | 66.56 | 7.48 | 0.10709 | 0 | 66.56 | 1 | 0
31.52 | 63.04 | 7.48 | 0.10709 | 0 | 63.04 | 1 | 0
31.68 | 63.36 | 7.48 | 0.10709 | 0 | 63.36 | 1 | 0
32.8 | 65.6 | 7.48 | 0.10709 | 0 | 65.6 | 1 | 0
32.8 | 65.6 | 7.48 | 0.10709 | 0 | 65.6 | 1 | 0
32.64 | 65.28 | 7.48 | 0.10709 | 0 | 65.28 | 1 | 0
32 | 64 | 7.48 | 0.10709 | 0 | 64 | 1 | 0
29.76 | 59.52 | 7.48 | 0.10709 | 0 | 59.52 | 1 | 0
24.64 | 49.28 | 7.48 | 0.10709 | 0 | 49.28 | 1 | 0
18.72 | 37.44 | 7.48 | 0.10709 | 0 | 37.44 | 1 | 0
13.92 | 27.84 | 7.48 | 0.10709 | 0 | 27.84 | 1 | 0
13.12 | 26.24 | 7.48 | 0.10709 | 0 | 26.24 | 1 | 0
12.48 | 24.96 | 7.48 | 0.10709 | 0 | 24.96 | 1 | 0
12.32 | 24.64 | 7.48 | 0.10709 | 0 | 24.64 | 1 | 0
13.28 | 26.56 | 7.48 | 0.10709 | 0 | 26.56 | 1 | 0
19.04 | 38.08 | 7.48 | 0.10709 | 0 | 38.08 | 1 | 0
21.28 | 42.56 | 7.48 | 0.10709 | 0 | 42.56 | 1 | 0
22.4 | 44.8 | 7.48 | 0.10709 | 0 | 44.8 | 1 | 0
28.64 | 57.28 | 7.48 | 0.10709 | 0 | 57.28 | 1 | 0
27.68 | 55.36 | 7.48 | 0.10709 | 0 | 55.36 | 1 | 0
28.48 | 56.96 | 7.48 | 0.10709 | 0 | 56.96 | 1 | 0
27.68 | 55.36 | 7.48 | 0.10709 | 0 | 55.36 | 1 | 0
26.72 | 53.44 | 7.48 | 0.10709 | 0 | 53.44 | 1 | 0
25.44 | 50.88 | 7.48 | 0.10709 | 0 | 50.88 | 1 | 0
25.12 | 50.24 | 7.48 | 0.10709 | 0 | 50.24 | 1 | 0
25.12 | 50.24 | 7.48 | 0.10709 | 0 | 50.24 | 1 | 0
25.12 | 50.24 | 7.48 | 0.10709 | 0 | 50.24 | 1 | 0
26.24 | 52.48 | 7.48 | 0.10709 | 0 | 52.48 | 1 | 0
26.88 | 53.76 | 7.48 | 0.10709 | 0 | 53.76 | 1 | 0
26.24 | 52.48 | 7.48 | 0.10709 | 0 | 52.48 | 1 | 0
26.88 | 53.76 | 7.48 | 0.10709 | 0 | 53.76 | 1 | 0
26.88 | 53.76 | 7.48 | 0.10709 | 0 | 53.76 | 1 | 0
26.88 | 53.76 | 7.48 | 0.10709 | 0 | 53.76 | 1 | 0
21.76 | 43.52 | 7.48 | 0.10709 | 0 | 43.52 | 1 | 0
20.48 | 40.96 | 7.48 | 0.10709 | 0 | 40.96 | 1 | 0
19.52 | 39.04 | 7.48 | 0.10709 | 0 | 39.04 | 1 | 0
18.08 | 36.16 | 7.48 | 0.10709 | 0 | 36.16 | 1 | 0
18.4 | 36.8 | 7.48 | 0.10709 | 0 | 36.8 | 1 | 0
19.2 | 38.4 | 7.48 | 0.10709 | 0 | 38.4 | 1 | 0
25.12 | 50.24 | 7.48 | 0.10709 | 0 | 50.24 | 1 | 0
27.04 | 54.08 | 7.48 | 0.10709 | 0 | 54.08 | 1 | 0
22.56 | 45.12 | 7.48 | 0.10709 | 0 | 45.12 | 1 | 0
20.48 | 40.96 | 7.48 | 0.10709 | 0 | 40.96 | 1 | 0
20 | 40 | 7.48 | 0.10709 | 0 | 40 | 1 | 0
19.84 | 39.68 | 7.48 | 0.10709 | 0 | 39.68 | 1 | 0
19.84 | 39.68 | 7.48 | 0.12502 | 0 | 39.68 | 1 | 0
19.84 | 39.68 | 7.48 | 0.12502 | 0 | 39.68 | 1 | 0
19.52 | 39.04 | 7.48 | 0.12502 | 0 | 39.04 | 1 | 0
19.36 | 38.72 | 12.23 | 0.12502 | 0 | 38.72 | 1 | 0
20.16 | 40.32 | 12.23 | 0.12502 | 0 | 40.32 | 1 | 0
19.84 | 39.68 | 12.23 | 0.12502 | 0 | 39.68 | 1 | 0
20.48 | 40.96 | 12.23 | 0.12502 | 0 | 40.96 | 1 | 0
20.8 | 41.6 | 7.48 | 0.12502 | 0 | 41.6 | 1 | 0
20.8 | 41.6 | 7.48 | 0.12502 | 0 | 41.6 | 1 | 0
20.8 | 41.6 | 7.48 | 0.12502 | 0 | 36.8 | 0.2 | 4.8
20.96 | 41.92 | 7.48 | 0.10709 | 4.8 | 41.92 | 0.91885 | 0
21.28 | 42.56 | 7.48 | 0.10709 | 0.54188 | 42.56 | 1 | 0
16.8 | 33.6 | 7.48 | 0.10709 | 0 | 33.6 | 1 | 0
14.08 | 28.16 | 7.48 | 0.10709 | 0 | 28.16 | 1 | 0
14.08 | 28.16 | 7.48 | 0.10709 | 0 | 28.16 | 1 | 0
15.5733 | 31.1467 | 7.48 | 0.10709 | 0 | 31.1467 | 1 | 0
14.4 | 28.8 | 7.48 | 0.10709 | 0 | 28.8 | 1 | 0
13.7067 | 27.4133 | 7.48 | 0.10709 | 0 | 27.4133 | 1 | 0
18.1867 | 36.3733 | 7.48 | 0.10709 | 0 | 36.3733 | 1 | 0
22.0267 | 44.0533 | 7.48 | 0.10709 | 0 | 44.0533 | 1 | 0
22.24 | 44.48 | 7.48 | 0.10709 | 0 | 44.48 | 1 | 0
19.84 | 39.68 | 7.48 | 0.10709 | 0 | 39.68 | 1 | 0
18.9333 | 37.8667 | 7.48 | 0.10709 | 0 | 37.8667 | 1 | 0
21.7067 | 43.4133 | 7.48 | 0.10709 | 0 | 43.4133 | 1 | 0
29.12 | 58.24 | 7.48 | 0.12502 | 0 | 58.24 | 1 | 0
30.4 | 60.8 | 7.48 | 0.12502 | 0 | 60.8 | 1 | 0
31.36 | 62.72 | 7.48 | 0.12502 | 0 | 62.72 | 1 | 0
30.56 | 61.12 | 12.23 | 0.12502 | 0 | 61.12 | 1 | 0
30.56 | 61.12 | 12.23 | 0.12502 | 0 | 61.12 | 1 | 0
30.72 | 61.44 | 12.23 | 0.12502 | 0 | 61.44 | 1 | 0
32.32 | 64.64 | 12.23 | 0.12502 | 0 | 63.28 | 0.77334 | 1.36
32.96 | 65.92 | 7.48 | 0.12502 | 0 | 65.92 | 0.77334 | 0
32.48 | 64.96 | 7.48 | 0.12502 | 0 | 64.96 | 0.77334 | 0
31.68 | 63.36 | 7.48 | 0.12502 | 0 | 59.92 | 0.2 | 3.44
31.52 | 63.04 | 7.48 | 0.10709 | 4.8 | 63.04 | 0.91885 | 0
29.12 | 58.24 | 7.48 | 0.10709 | 0.54188 | 58.24 | 1 | 0
17.28 | 34.56 | 7.48 | 0.10709 | 0 | 34.56 | 1 | 0
14.72 | 29.44 | 7.48 | 0.10709 | 0 | 29.44 | 1 | 0
14.4 | 28.8 | 7.48 | 0.10709 | 0 | 28.8 | 1 | 0
16.96 | 33.92 | 7.48 | 0.10709 | 0 | 33.92 | 1 | 0
18.72 | 37.44 | 7.48 | 0.10709 | 0 | 37.44 | 1 | 0
15.2 | 30.4 | 7.48 | 0.10709 | 0 | 30.4 | 1 | 0
17.92 | 35.84 | 7.48 | 0.10709 | 0 | 35.84 | 1 | 0
22.4 | 44.8 | 7.48 | 0.10709 | 0 | 44.8 | 1 | 0
30.72 | 61.44 | 7.48 | 0.10709 | 0 | 61.44 | 1 | 0
30.24 | 60.48 | 7.48 | 0.10709 | 0 | 60.48 | 1 | 0
36.32 | 72.64 | 7.48 | 0.10709 | 0 | 72.64 | 1 | 0
38 | 76 | 7.48 | 0.10709 | 0 | 72.96 | 0.49333 | 3.04
37.36 | 74.72 | 7.48 | 0.12502 | 0 | 72.96 | 0.2 | 1.76
36.32 | 72.64 | 7.48 | 0.12502 | 0.32 | 72.64 | 0.24792 | 0
32.48 | 64.96 | 7.48 | 0.12502 | 0.57031 | 64.96 | 0.33333 | 0
31.84 | 63.68 | 12.23 | 0.12502 | 0 | 63.28 | 0.26667 | 0.4
31.04 | 62.08 | 12.23 | 0.12502 | 0 | 62.08 | 0.26667 | 0
30.56 | 61.12 | 12.23 | 0.12502 | 0 | 61.12 | 0.26667 | 0
31.84 | 63.68 | 12.23 | 0.12502 | 0 | 63.28 | 0.2 | 0.4
31.2 | 62.4 | 7.48 | 0.12502 | 0 | 62.4 | 0.2 | 0
30.24 | 60.48 | 7.48 | 0.12502 | 0 | 60.48 | 0.2 | 0
22.4 | 44.8 | 7.48 | 0.12502 | 0 | 44.8 | 0.2 | 0
20.32 | 40.64 | 7.48 | 0.10709 | 4.8 | 40.64 | 0.91885 | 0
20 | 40 | 7.48 | 0.10709 | 0.54188 | 40 | 1 | 0
16.8 | 33.6 | 7.48 | 0.10709 | 0 | 33.6 | 1 | 0
14.72 | 29.44 | 7.48 | 0.10709 | 0 | 29.44 | 1 | 0
14.5067 | 29.0133 | 7.48 | 0.10709 | 0 | 29.0133 | 1 | 0
16.5867 | 33.1733 | 7.48 | 0.10709 | 0 | 33.1733 | 1 | 0
17.44 | 34.88 | 7.48 | 0.10709 | 0 | 34.88 | 1 | 0
15.36 | 30.72 | 7.48 | 0.10709 | 0 | 30.72 | 1 | 0
18.08 | 36.16 | 7.48 | 0.10709 | 0 | 36.16 | 1 | 0
19.68 | 39.36 | 7.48 | 0.10709 | 0 | 39.36 | 1 | 0
19.84 | 39.68 | 7.48 | 0.10709 | 0 | 39.68 | 1 | 0
18.88 | 37.76 | 7.48 | 0.10709 | 0 | 37.76 | 1 | 0
18.72 | 37.44 | 7.48 | 0.10709 | 0 | 37.44 | 1 | 0
18.4 | 36.8 | 7.48 | 0.10709 | 0 | 36.8 | 1 | 0
18.56 | 37.12 | 7.48 | 0.12502 | 0 | 37.12 | 1 | 0
17.92 | 35.84 | 7.48 | 0.12502 | 0 | 35.84 | 1 | 0
17.44 | 34.88 | 7.48 | 0.12502 | 0 | 34.88 | 1 | 0
17.76 | 35.52 | 12.23 | 0.12502 | 0 | 35.52 | 1 | 0
18.08 | 36.16 | 12.23 | 0.12502 | 0 | 36.16 | 1 | 0
17.76 | 35.52 | 12.23 | 0.12502 | 0 | 35.52 | 1 | 0
19.2 | 38.4 | 12.23 | 0.12502 | 0 | 38.4 | 1 | 0
19.36 | 38.72 | 7.48 | 0.12502 | 0 | 38.72 | 1 | 0
20.16 | 40.32 | 7.48 | 0.12502 | 0 | 40.32 | 1 | 0
18.72 | 37.44 | 7.48 | 0.12502 | 0 | 32.64 | 0.2 | 4.8
18.72 | 37.44 | 7.48 | 0.10709 | 4.8 | 37.44 | 0.91885 | 0
18.4 | 36.8 | 7.48 | 0.10709 | 0.54188 | 36.8 | 1 | 0
14.4 | 28.8 | 7.48 | 0.10709 | 0 | 28.8 | 1 | 0
13.12 | 26.24 | 7.48 | 0.10709 | 0 | 26.24 | 1 | 0
13.44 | 26.88 | 7.48 | 0.10709 | 0 | 26.88 | 1 | 0
16.16 | 32.32 | 7.48 | 0.10709 | 0 | 32.32 | 1 | 0
12.16 | 24.32 | 7.48 | 0.10709 | 0 | 24.32 | 1 | 0
12.32 | 24.64 | 7.48 | 0.10709 | 0 | 24.64 | 1 | 0
18.24 | 36.48 | 7.48 | 0.10709 | 0 | 36.48 | 1 | 0
20 | 40 | 7.48 | 0.10709 | 0 | 40 | 1 | 0
20.32 | 40.64 | 7.48 | 0.10709 | 0 | 40.64 | 1 | 0
19.36 | 38.72 | 7.48 | 0.10709 | 0 | 38.72 | 1 | 0
18.72 | 37.44 | 7.48 | 0.10709 | 0 | 37.44 | 1 | 0
18.88 | 37.76 | 7.48 | 0.10709 | 0 | 37.76 | 1 | 0
27.2 | 54.4 | 7.48 | 0.12502 | 0 | 54.4 | 1 | 0
29.28 | 58.56 | 7.48 | 0.12502 | 0 | 58.56 | 1 | 0
28.16 | 56.32 | 7.48 | 0.12502 | 0 | 56.32 | 1 | 0
26.72 | 53.44 | 12.23 | 0.12502 | 0 | 53.44 | 1 | 0
27.2 | 54.4 | 12.23 | 0.12502 | 0 | 54.4 | 1 | 0
26.56 | 53.12 | 12.23 | 0.12502 | 0 | 53.12 | 1 | 0
28.8 | 57.6 | 12.23 | 0.12502 | 0 | 57.6 | 1 | 0
28.8 | 57.6 | 7.48 | 0.12502 | 0 | 57.6 | 1 | 0
20.48 | 40.96 | 7.48 | 0.12502 | 0 | 40.96 | 1 | 0
20.64 | 41.28 | 7.48 | 0.12502 | 0 | 36.48 | 0.2 | 4.8
20.96 | 41.92 | 7.48 | 0.10709 | 4.8 | 41.92 | 0.91885 | 0
20.96 | 41.92 | 7.48 | 0.10709 | 0.54188 | 41.92 | 1 | 0
17.76 | 35.52 | 7.48 | 0.10709 | 0 | 35.52 | 1 | 0
15.68 | 31.36 | 7.48 | 0.10709 | 0 | 31.36 | 1 | 0
14.72 | 29.44 | 7.48 | 0.10709 | 0 | 29.44 | 1 | 0
15.36 | 30.72 | 7.48 | 0.10709 | 0 | 30.72 | 1 | 0
17.44 | 34.88 | 7.48 | 0.10709 | 0 | 34.88 | 1 | 0
13.28 | 26.56 | 7.48 | 0.10709 | 0 | 26.56 | 1 | 0
19.36 | 38.72 | 7.48 | 0.10709 | 0 | 38.72 | 1 | 0
20.32 | 40.64 | 7.48 | 0.10709 | 0 | 40.64 | 1 | 0
20.32 | 40.64 | 7.48 | 0.10709 | 0 | 40.64 | 1 | 0
19.84 | 39.68 | 7.48 | 0.10709 | 0 | 39.68 | 1 | 0
19.36 | 38.72 | 7.48 | 0.10709 | 0 | 38.72 | 1 | 0
21.28 | 42.56 | 7.48 | 0.10709 | 0 | 42.56 | 1 | 0
30.56 | 61.12 | 7.48 | 0.10709 | 0 | 61.12 | 1 | 0
31.36 | 62.72 | 7.48 | 0.10709 | 0 | 62.72 | 1 | 0
30.56 | 61.12 | 7.48 | 0.10709 | 0 | 61.12 | 1 | 0
30.72 | 61.44 | 7.48 | 0.10709 | 0 | 61.44 | 1 | 0
29.44 | 58.88 | 7.48 | 0.10709 | 0 | 58.88 | 1 | 0
30.24 | 60.48 | 7.48 | 0.10709 | 0 | 60.48 | 1 | 0
29.76 | 59.52 | 7.48 | 0.10709 | 0 | 59.52 | 1 | 0
29.76 | 59.52 | 7.48 | 0.10709 | 0 | 59.52 | 1 | 0
28.64 | 57.28 | 7.48 | 0.10709 | 0 | 57.28 | 1 | 0
28.96 | 57.92 | 7.48 | 0.10709 | 0 | 57.92 | 1 | 0
27.36 | 54.72 | 7.48 | 0.10709 | 0 | 54.72 | 1 | 0
24.32 | 48.64 | 7.48 | 0.10709 | 0 | 48.64 | 1 | 0
18.72 | 37.44 | 7.48 | 0.10709 | 0 | 37.44 | 1 | 0
14.24 | 28.48 | 7.48 | 0.10709 | 0 | 28.48 | 1 | 0
13.12 | 26.24 | 7.48 | 0.10709 | 0 | 26.24 | 1 | 0
12.8 | 25.6 | 7.48 | 0.10709 | 0 | 25.6 | 1 | 0
12.64 | 25.28 | 7.48 | 0.10709 | 0 | 25.28 | 1 | 0
12.64 | 25.28 | 7.48 | 0.10709 | 0 | 25.28 | 1 | 0
19.2 | 38.4 | 7.48 | 0.10709 | 0 | 38.4 | 1 | 0
20.48 | 40.96 | 7.48 | 0.10709 | 0 | 40.96 | 1 | 0
19.36 | 38.72 | 7.48 | 0.10709 | 0 | 38.72 | 1 | 0
24.32 | 48.64 | 7.48 | 0.10709 | 0 | 48.64 | 1 | 0
25.92 | 51.84 | 7.48 | 0.10709 | 0 | 51.84 | 1 | 0
26.56 | 53.12 | 7.48 | 0.10709 | 0 | 53.12 | 1 | 0
26.72 | 53.44 | 7.48 | 0.10709 | 0 | 53.44 | 1 | 0
26.24 | 52.48 | 7.48 | 0.10709 | 0 | 52.48 | 1 | 0
25.6 | 51.2 | 7.48 | 0.10709 | 0 | 51.2 | 1 | 0
26.56 | 53.12 | 7.48 | 0.10709 | 0 | 53.12 | 1 | 0
25.76 | 51.52 | 7.48 | 0.10709 | 0 | 51.52 | 1 | 0
25.92 | 51.84 | 7.48 | 0.10709 | 0 | 51.84 | 1 | 0
27.68 | 55.36 | 7.48 | 0.10709 | 0 | 55.36 | 1 | 0
28.48 | 56.96 | 7.48 | 0.10709 | 0 | 56.96 | 1 | 0
26.72 | 53.44 | 7.48 | 0.10709 | 0 | 53.44 | 1 | 0
26.24 | 52.48 | 7.48 | 0.10709 | 0 | 52.48 | 1 | 0
26.56 | 53.12 | 7.48 | 0.10709 | 0 | 53.12 | 1 | 0
25.6 | 51.2 | 7.48 | 0.10709 | 0 | 51.2 | 1 | 0
21.28 | 42.56 | 7.48 | 0.10709 | 0 | 42.56 | 1 | 0
20.8 | 41.6 | 7.48 | 0.10709 | 0 | 41.6 | 1 | 0
18.4 | 36.8 | 7.48 | 0.10709 | 0 | 36.8 | 1 | 0
18.4 | 36.8 | 7.48 | 0.10709 | 0 | 36.8 | 1 | 0
17.44 | 34.88 | 7.48 | 0.10709 | 0 | 34.88 | 1 | 0
18.4 | 36.8 | 7.48 | 0.10709 | 0 | 36.8 | 1 | 0
24.32 | 48.64 | 7.48 | 0.10709 | 0 | 48.64 | 1 | 0
26.56 | 53.12 | 7.48 | 0.10709 | 0 | 53.12 | 1 | 0
26.4 | 52.8 | 7.48 | 0.10709 | 0 | 52.8 | 1 | 0
26.24 | 52.48 | 7.48 | 0.10709 | 0 | 52.48 | 1 | 0
29.6 | 59.2 | 7.48 | 0.10709 | 0 | 59.2 | 1 | 0
30.08 | 60.16 | 7.48 | 0.10709 | 0 | 60.16 | 1 | 0
30.24 | 60.48 | 7.48 | 0.12502 | 0 | 60.48 | 1 | 0
30.56 | 61.12 | 7.48 | 0.12502 | 0 | 61.12 | 1 | 0
27.7867 | 55.5733 | 7.48 | 0.12502 | 0 | 55.5733 | 1 | 0
23.68 | 47.36 | 12.23 | 0.12502 | 0 | 47.36 | 1 | 0
23.68 | 47.36 | 12.23 | 0.12502 | 0 | 47.36 | 1 | 0
28.48 | 56.96 | 12.23 | 0.12502 | 0 | 56.96 | 1 | 0
29.92 | 59.84 | 12.23 | 0.12502 | 0 | 59.84 | 1 | 0
30.56 | 61.12 | 7.48 | 0.12502 | 0 | 61.12 | 1 | 0
24.64 | 49.28 | 7.48 | 0.12502 | 0 | 49.28 | 1 | 0
20.48 | 40.96 | 7.48 | 0.12502 | 0 | 36.16 | 0.2 | 4.8
20.8 | 41.6 | 7.48 | 0.10709 | 4.8 | 41.6 | 0.91885 | 0
21.28 | 42.56 | 7.48 | 0.10709 | 0.54188 | 42.56 | 1 | 0
17.6 | 35.2 | 7.48 | 0.10709 | 0 | 35.2 | 1 | 0
15.36 | 30.72 | 7.48 | 0.10709 | 0 | 30.72 | 1 | 0
13.96 | 27.92 | 7.48 | 0.10709 | 0 | 27.92 | 1 | 0
15.08 | 30.16 | 7.48 | 0.10709 | 0 | 30.16 | 1 | 0
15.88 | 31.76 | 7.48 | 0.10709 | 0 | 31.76 | 1 | 0
14.36 | 28.72 | 7.48 | 0.10709 | 0 | 28.72 | 1 | 0
18.88 | 37.76 | 7.48 | 0.10709 | 0 | 37.76 | 1 | 0
21.1467 | 42.2933 | 7.48 | 0.10709 | 0 | 42.2933 | 1 | 0
24.1067 | 48.2133 | 7.48 | 0.10709 | 0 | 48.2133 | 1 | 0
23.8133 | 47.6267 | 7.48 | 0.10709 | 0 | 47.6267 | 1 | 0
23.4933 | 46.9867 | 7.48 | 0.10709 | 0 | 46.9867 | 1 | 0
24.5333 | 49.0667 | 7.48 | 0.10709 | 0 | 49.0667 | 1 | 0
29.0933 | 58.1867 | 7.48 | 0.12502 | 0 | 58.1867 | 1 | 0
28.8533 | 57.7067 | 7.48 | 0.12502 | 0 | 57.7067 | 1 | 0
27.8533 | 55.7067 | 7.48 | 0.12502 | 0 | 55.7067 | 1 | 0
27.8533 | 55.7067 | 12.23 | 0.12502 | 0 | 55.7067 | 1 | 0
26.5467 | 53.0933 | 12.23 | 0.12502 | 0 | 53.0933 | 1 | 0
26.52 | 53.04 | 12.23 | 0.12502 | 0 | 53.04 | 1 | 0
30.5733 | 61.1467 | 12.23 | 0.12502 | 0 | 61.1467 | 1 | 0
31.16 | 62.32 | 7.48 | 0.12502 | 0 | 62.32 | 1 | 0
32.96 | 65.92 | 7.48 | 0.12502 | 0 | 65.92 | 1 | 0
32.2 | 64.4 | 7.48 | 0.12502 | 0 | 59.6 | 0.2 | 4.8
32.24 | 64.48 | 7.48 | 0.10709 | 4.8 | 64.48 | 0.91885 | 0
28.76 | 57.52 | 7.48 | 0.10709 | 0.54188 | 57.52 | 1 | 0
16.48 | 32.96 | 7.48 | 0.10709 | 0 | 32.96 | 1 | 0
14.24 | 28.48 | 7.48 | 0.10709 | 0 | 28.48 | 1 | 0
14.8 | 29.6 | 7.48 | 0.10709 | 0 | 29.6 | 1 | 0
18.28 | 36.56 | 7.48 | 0.10709 | 0 | 36.56 | 1 | 0
18.52 | 37.04 | 7.48 | 0.10709 | 0 | 37.04 | 1 | 0
16.96 | 33.92 | 7.48 | 0.10709 | 0 | 33.92 | 1 | 0
18.84 | 37.68 | 7.48 | 0.10709 | 0 | 37.68 | 1 | 0
20.24 | 40.48 | 7.48 | 0.10709 | 0 | 40.48 | 1 | 0
20.28 | 40.56 | 7.48 | 0.10709 | 0 | 40.56 | 1 | 0
19.68 | 39.36 | 7.48 | 0.10709 | 0 | 39.36 | 1 | 0
19 | 38 | 7.48 | 0.10709 | 0 | 38 | 1 | 0
19 | 38 | 7.48 | 0.10709 | 0 | 38 | 1 | 0
18.84 | 37.68 | 7.48 | 0.12502 | 0 | 37.68 | 1 | 0
18.88 | 37.76 | 7.48 | 0.12502 | 0 | 37.76 | 1 | 0
18.6 | 37.2 | 7.48 | 0.12502 | 0 | 37.2 | 1 | 0
18.8 | 37.6 | 12.23 | 0.12502 | 0 | 37.6 | 1 | 0
18.64 | 37.28 | 12.23 | 0.12502 | 0 | 37.28 | 1 | 0
18.6 | 37.2 | 12.23 | 0.12502 | 0 | 37.2 | 1 | 0
20.08 | 40.16 | 12.23 | 0.12502 | 0 | 40.16 | 1 | 0
20.12 | 40.24 | 7.48 | 0.12502 | 0 | 40.24 | 1 | 0
20.16 | 40.32 | 7.48 | 0.12502 | 0 | 40.32 | 1 | 0
20.6 | 41.2 | 7.48 | 0.12502 | 0 | 36.4 | 0.2 | 4.8
20.44 | 40.88 | 7.48 | 0.10709 | 4.8 | 40.88 | 0.91885 | 0
20.52 | 41.04 | 7.48 | 0.10709 | 0.54188 | 41.04 | 1 | 0
14.96 | 29.92 | 7.48 | 0.10709 | 0 | 29.92 | 1 | 0
13.04 | 26.08 | 7.48 | 0.10709 | 0 | 26.08 | 1 | 0
12.32 | 24.64 | 7.48 | 0.10709 | 0 | 24.64 | 1 | 0
11.6 | 23.2 | 7.48 | 0.10709 | 0 | 23.2 | 1 | 0
11.68 | 23.36 | 7.48 | 0.10709 | 0 | 23.36 | 1 | 0
12.84 | 25.68 | 7.48 | 0.10709 | 0 | 25.68 | 1 | 0
18.44 | 36.88 | 7.48 | 0.10709 | 0 | 36.88 | 1 | 0
22.88 | 45.76 | 7.48 | 0.10709 | 0 | 45.76 | 1 | 0
31.72 | 63.44 | 7.48 | 0.10709 | 0 | 63.44 | 1 | 0
31.92 | 63.84 | 7.48 | 0.10709 | 0 | 63.84 | 1 | 0
32.12 | 64.24 | 7.48 | 0.10709 | 0 | 64.24 | 1 | 0
33.32 | 66.64 | 7.48 | 0.10709 | 0 | 66.64 | 1 | 0
37.88 | 75.76 | 7.48 | 0.12502 | 0 | 72.96 | 0.53334 | 2.8
36.32 | 72.64 | 7.48 | 0.12502 | 0.32 | 72.64 | 0.58126 | 0
34.4 | 68.8 | 7.48 | 0.12502 | 2.7961 | 68.8 | 1 | 0
34.04 | 68.08 | 12.23 | 0.12502 | 0 | 63.28 | 0.2 | 4.8
31.56 | 63.12 | 12.23 | 0.12502 | 0.16 | 63.12 | 0.22396 | 0
30.72 | 61.44 | 12.23 | 0.12502 | 0.10709 | 61.44 | 0.24 | 0
31.76 | 63.52 | 12.23 | 0.12502 | 0 | 63.28 | 0.2 | 0.24
32.64 | 65.28 | 7.48 | 0.12502 | 0 | 65.28 | 0.2 | 0
32.52 | 65.04 | 7.48 | 0.12502 | 0 | 65.04 | 0.2 | 0
32.56 | 65.12 | 7.48 | 0.12502 | 0 | 65.12 | 0.2 | 0
31.84 | 63.68 | 7.48 | 0.10709 | 4.8 | 63.68 | 0.91885 | 0
27.92 | 55.84 | 7.48 | 0.10709 | 0.54188 | 55.84 | 1 | 0
18.36 | 36.72 | 7.48 | 0.10709 | 0 | 36.72 | 1 | 0
13.16 | 26.32 | 7.48 | 0.10709 | 0 | 26.32 | 1 | 0
12.72 | 25.44 | 7.48 | 0.10709 | 0 | 25.44 | 1 | 0
13.88 | 27.76 | 7.48 | 0.10709 | 0 | 27.76 | 1 | 0
12 | 24 | 7.48 | 0.10709 | 0 | 24 | 1 | 0
12.96 | 25.92 | 7.48 | 0.10709 | 0 | 25.92 | 1 | 0
18.6 | 37.2 | 7.48 | 0.10709 | 0 | 37.2 | 1 | 0
23.44 | 46.88 | 7.48 | 0.10709 | 0 | 46.88 | 1 | 0
30.92 | 61.84 | 7.48 | 0.10709 | 0 | 61.84 | 1 | 0
30.72 | 61.44 | 7.48 | 0.10709 | 0 | 61.44 | 1 | 0
32.76 | 65.52 | 7.48 | 0.10709 | 0 | 65.52 | 1 | 0
31.68 | 63.36 | 7.48 | 0.10709 | 0 | 63.36 | 1 | 0
34.6 | 69.2 | 7.48 | 0.12502 | 0 | 69.2 | 1 | 0
34.04 | 68.08 | 7.48 | 0.12502 | 0 | 68.08 | 1 | 0
31.04 | 62.08 | 7.48 | 0.12502 | 0 | 62.08 | 1 | 0
30.72 | 61.44 | 12.23 | 0.12502 | 0 | 61.44 | 1 | 0
29.76 | 59.52 | 12.23 | 0.12502 | 0 | 59.52 | 1 | 0
29.4 | 58.8 | 12.23 | 0.12502 | 0 | 58.8 | 1 | 0
30.52 | 61.04 | 12.23 | 0.12502 | 0 | 61.04 | 1 | 0
30.68 | 61.36 | 7.48 | 0.12502 | 0 | 61.36 | 1 | 0
31.12 | 62.24 | 7.48 | 0.12502 | 0 | 62.24 | 1 | 0
32.48 | 64.96 | 7.48 | 0.12502 | 0 | 60.16 | 0.2 | 4.8
32.56 | 65.12 | 7.48 | 0.10709 | 4.8 | 65.12 | 0.91885 | 0
29.64 | 59.28 | 7.48 | 0.10709 | 0.54188 | 59.28 | 1 | 0
18.8 | 37.6 | 7.48 | 0.10709 | 0 | 37.6 | 1 | 0
16.24 | 32.48 | 7.48 | 0.10709 | 0 | 32.48 | 1 | 0
15.64 | 31.28 | 7.48 | 0.10709 | 0 | 31.28 | 1 | 0
17.64 | 35.28 | 7.48 | 0.10709 | 0 | 35.28 | 1 | 0
19.2 | 38.4 | 7.48 | 0.10709 | 0 | 38.4 | 1 | 0
16.56 | 33.12 | 7.48 | 0.10709 | 0 | 33.12 | 1 | 0
18.92 | 37.84 | 7.48 | 0.10709 | 0 | 37.84 | 1 | 0
23.52 | 47.04 | 7.48 | 0.10709 | 0 | 47.04 | 1 | 0
32.48 | 64.96 | 7.48 | 0.10709 | 0 | 64.96 | 1 | 0
32.52 | 65.04 | 7.48 | 0.10709 | 0 | 65.04 | 1 | 0
35.2 | 70.4 | 7.48 | 0.10709 | 0 | 70.4 | 1 | 0
35.48 | 70.96 | 7.48 | 0.10709 | 0 | 70.96 | 1 | 0
38.88 | 77.76 | 7.48 | 0.10709 | 0 | 72.96 | 0.2 | 4.8
35.92 | 71.84 | 7.48 | 0.10709 | 1.12 | 71.84 | 0.36773 | 0
33.88 | 67.76 | 7.48 | 0.10709 | 4.2219 | 67.76 | 1 | 0
32.88 | 65.76 | 7.48 | 0.10709 | 0 | 65.76 | 1 | 0
31.64 | 63.28 | 7.48 | 0.10709 | 0 | 63.28 | 1 | 0
30.68 | 61.36 | 7.48 | 0.10709 | 0 | 61.36 | 1 | 0
31.44 | 62.88 | 7.48 | 0.10709 | 0 | 62.88 | 1 | 0
30.4 | 60.8 | 7.48 | 0.10709 | 0 | 60.8 | 1 | 0
31.64 | 63.28 | 7.48 | 0.10709 | 0 | 63.28 | 1 | 0
31.44 | 62.88 | 7.48 | 0.10709 | 0 | 62.88 | 1 | 0
30.32 | 60.64 | 7.48 | 0.10709 | 0 | 60.64 | 1 | 0
26.88 | 53.76 | 7.48 | 0.10709 | 0 | 53.76 | 1 | 0
17.92 | 35.84 | 7.48 | 0.10709 | 0 | 35.84 | 1 | 0
13.36 | 26.72 | 7.48 | 0.10709 | 0 | 26.72 | 1 | 0
12.84 | 25.68 | 7.48 | 0.10709 | 0 | 25.68 | 1 | 0
12.24 | 24.48 | 7.48 | 0.10709 | 0 | 24.48 | 1 | 0
11.96 | 23.92 | 7.48 | 0.10709 | 0 | 23.92 | 1 | 0
12.96 | 25.92 | 7.48 | 0.10709 | 0 | 25.92 | 1 | 0
18.88 | 37.76 | 7.48 | 0.10709 | 0 | 37.76 | 1 | 0
20.52 | 41.04 | 7.48 | 0.10709 | 0 | 41.04 | 1 | 0
22.32 | 44.64 | 7.48 | 0.10709 | 0 | 44.64 | 1 | 0
27.64 | 55.28 | 7.48 | 0.10709 | 0 | 55.28 | 1 | 0
27.04 | 54.08 | 7.48 | 0.10709 | 0 | 54.08 | 1 | 0
28.68 | 57.36 | 7.48 | 0.10709 | 0 | 57.36 | 1 | 0
29.2 | 58.4 | 7.48 | 0.10709 | 0 | 58.4 | 1 | 0
29.16 | 58.32 | 7.48 | 0.10709 | 0 | 58.32 | 1 | 0
29.12 | 58.24 | 7.48 | 0.10709 | 0 | 58.24 | 1 | 0
30.12 | 60.24 | 7.48 | 0.10709 | 0 | 60.24 | 1 | 0
28.84 | 57.68 | 7.48 | 0.10709 | 0 | 57.68 | 1 | 0
28.64 | 57.28 | 7.48 | 0.10709 | 0 | 57.28 | 1 | 0
30.96 | 61.92 | 7.48 | 0.10709 | 0 | 61.92 | 1 | 0
30.88 | 61.76 | 7.48 | 0.10709 | 0 | 61.76 | 1 | 0
28.72 | 57.44 | 7.48 | 0.10709 | 0 | 57.44 | 1 | 0
27.2 | 54.4 | 7.48 | 0.10709 | 0 | 54.4 | 1 | 0
26.52 | 53.04 | 7.48 | 0.10709 | 0 | 53.04 | 1 | 0
26.88 | 53.76 | 7.48 | 0.10709 | 0 | 53.76 | 1 | 0
22.04 | 44.08 | 7.48 | 0.10709 | 0 | 44.08 | 1 | 0
21.68 | 43.36 | 7.48 | 0.10709 | 0 | 43.36 | 1 | 0
20.04 | 40.08 | 7.48 | 0.10709 | 0 | 40.08 | 1 | 0
17.64 | 35.28 | 7.48 | 0.10709 | 0 | 35.28 | 1 | 0
17.36 | 34.72 | 7.48 | 0.10709 | 0 | 34.72 | 1 | 0
18.16 | 36.32 | 7.48 | 0.10709 | 0 | 36.32 | 1 | 0
24.24 | 48.48 | 7.48 | 0.10709 | 0 | 48.48 | 1 | 0
25.52 | 51.04 | 7.48 | 0.10709 | 0 | 51.04 | 1 | 0
20.68 | 41.36 | 7.48 | 0.10709 | 0 | 41.36 | 1 | 0
20.32 | 40.64 | 7.48 | 0.10709 | 0 | 40.64 | 1 | 0
24.8 | 49.6 | 7.48 | 0.10709 | 0 | 49.6 | 1 | 0
27.68 | 55.36 | 7.48 | 0.10709 | 0 | 55.36 | 1 | 0
28.48 | 56.96 | 7.48 | 0.12502 | 0 | 56.96 | 1 | 0
27.84 | 55.68 | 7.48 | 0.12502 | 0 | 55.68 | 1 | 0
27.28 | 54.56 | 7.48 | 0.12502 | 0 | 54.56 | 1 | 0
27.8 | 55.6 | 12.23 | 0.12502 | 0 | 55.6 | 1 | 0
27.88 | 55.76 | 12.23 | 0.12502 | 0 | 55.76 | 1 | 0
27.24 | 54.48 | 12.23 | 0.12502 | 0 | 54.48 | 1 | 0
27.72 | 55.44 | 12.23 | 0.12502 | 0 | 55.44 | 1 | 0
28.12 | 56.24 | 7.48 | 0.12502 | 0 | 56.24 | 1 | 0
26.88 | 53.76 | 7.48 | 0.12502 | 0 | 53.76 | 1 | 0
20.52 | 41.04 | 7.48 | 0.12502 | 0 | 36.24 | 0.2 | 4.8
20.28 | 40.56 | 7.48 | 0.10709 | 4.8 | 40.56 | 0.91885 | 0
20.56 | 41.12 | 7.48 | 0.10709 | 0.54188 | 41.12 | 1 | 0
17.08 | 34.16 | 7.48 | 0.10709 | 0 | 34.16 | 1 | 0
15 | 30 | 7.48 | 0.10709 | 0 | 30 | 1 | 0
13.68 | 27.36 | 7.48 | 0.10709 | 0 | 27.36 | 1 | 0
14.88 | 29.76 | 7.48 | 0.10709 | 0 | 29.76 | 1 | 0
12.08 | 24.16 | 7.48 | 0.10709 | 0 | 24.16 | 1 | 0
12.72 | 25.44 | 7.48 | 0.10709 | 0 | 25.44 | 1 | 0
18.72 | 37.44 | 7.48 | 0.10709 | 0 | 37.44 | 1 | 0
20.2 | 40.4 | 7.48 | 0.10709 | 0 | 40.4 | 1 | 0
27.68 | 55.36 | 7.48 | 0.10709 | 0 | 55.36 | 1 | 0
30.92 | 61.84 | 7.48 | 0.10709 | 0 | 61.84 | 1 | 0
33.12 | 66.24 | 7.48 | 0.10709 | 0 | 66.24 | 1 | 0
35.28 | 70.56 | 7.48 | 0.10709 | 0 | 70.56 | 1 | 0
38.4 | 76.8 | 7.48 | 0.12502 | 0 | 72.96 | 0.36 | 3.84
36.12 | 72.24 | 7.48 | 0.12502 | 0 | 72.24 | 0.36 | 0
32.32 | 64.64 | 7.48 | 0.12502 | 0 | 64.64 | 0.36 | 0
30.92 | 61.84 | 12.23 | 0.12502 | 0 | 61.84 | 0.36 | 0
28 | 56 | 12.23 | 0.12502 | 0 | 56 | 0.36 | 0
28.04 | 56.08 | 12.23 | 0.12502 | 0 | 56.08 | 0.36 | 0
29.4 | 58.8 | 12.23 | 0.12502 | 0 | 58.8 | 0.36 | 0
30.4 | 60.8 | 7.48 | 0.12502 | 0 | 60.8 | 0.36 | 0
31.24 | 62.48 | 7.48 | 0.12502 | 0 | 62.48 | 0.36 | 0
31.8 | 63.6 | 7.48 | 0.12502 | 0 | 62.64 | 0.2 | 0.96
30.84 | 61.68 | 7.48 | 0.10709 | 4.8 | 61.68 | 0.91885 | 0
28.28 | 56.56 | 7.48 | 0.10709 | 0.54188 | 56.56 | 1 | 0
16.8 | 33.6 | 7.48 | 0.10709 | 0 | 33.6 | 1 | 0
15.04 | 30.08 | 7.48 | 0.10709 | 0 | 30.08 | 1 | 0
14.96 | 29.92 | 7.48 | 0.10709 | 0 | 29.92 | 1 | 0
15.6 | 31.2 | 7.48 | 0.10709 | 0 | 31.2 | 1 | 0
19.12 | 38.24 | 7.48 | 0.10709 | 0 | 38.24 | 1 | 0
15.68 | 31.36 | 7.48 | 0.10709 | 0 | 31.36 | 1 | 0
19.16 | 38.32 | 7.48 | 0.10709 | 0 | 38.32 | 1 | 0
22.96 | 45.92 | 7.48 | 0.10709 | 0 | 45.92 | 1 | 0
31.6 | 63.2 | 7.48 | 0.10709 | 0 | 63.2 | 1 | 0
31.44 | 62.88 | 7.48 | 0.10709 | 0 | 62.88 | 1 | 0
32.4 | 64.8 | 7.48 | 0.10709 | 0 | 64.8 | 1 | 0
33.2 | 66.4 | 7.48 | 0.10709 | 0 | 66.4 | 1 | 0
34.32 | 68.64 | 7.48 | 0.12502 | 0 | 68.64 | 1 | 0
33.08 | 66.16 | 7.48 | 0.12502 | 0 | 66.16 | 1 | 0
30.32 | 60.64 | 7.48 | 0.12502 | 0 | 60.64 | 1 | 0
29.52 | 59.04 | 12.23 | 0.12502 | 0 | 59.04 | 1 | 0
28.28 | 56.56 | 12.23 | 0.12502 | 0 | 56.56 | 1 | 0
26.88 | 53.76 | 12.23 | 0.12502 | 0 | 53.76 | 1 | 0
28.36 | 56.72 | 12.23 | 0.12502 | 0 | 56.72 | 1 | 0
30.24 | 60.48 | 7.48 | 0.12502 | 0 | 60.48 | 1 | 0
29.72 | 59.44 | 7.48 | 0.12502 | 0 | 59.44 | 1 | 0
30.4 | 60.8 | 7.48 | 0.12502 | 0 | 56 | 0.2 | 4.8
29.76 | 59.52 | 7.48 | 0.10709 | 4.8 | 59.52 | 0.91885 | 0
24.16 | 48.32 | 7.48 | 0.10709 | 0.54188 | 48.32 | 1 | 0
15.96 | 31.92 | 7.48 | 0.10709 | 0 | 31.92 | 1 | 0
14.12 | 28.24 | 7.48 | 0.10709 | 0 | 28.24 | 1 | 0
13.88 | 27.76 | 7.48 | 0.10709 | 0 | 27.76 | 1 | 0
14.4 | 28.8 | 7.48 | 0.10709 | 0 | 28.8 | 1 | 0
12.92 | 25.84 | 7.48 | 0.10709 | 0 | 25.84 | 1 | 0
13.56 | 27.12 | 7.48 | 0.10709 | 0 | 27.12 | 1 | 0
18.56 | 37.12 | 7.48 | 0.10709 | 0 | 37.12 | 1 | 0
20.32 | 40.64 | 7.48 | 0.10709 | 0 | 40.64 | 1 | 0
30.28 | 60.56 | 7.48 | 0.10709 | 0 | 60.56 | 1 | 0
31.52 | 63.04 | 7.48 | 0.10709 | 0 | 63.04 | 1 | 0
32.88 | 65.76 | 7.48 | 0.10709 | 0 | 65.76 | 1 | 0
32.36 | 64.72 | 7.48 | 0.10709 | 0 | 64.72 | 1 | 0
32.32 | 64.64 | 7.48 | 0.12502 | 0 | 64.64 | 1 | 0
35.48 | 70.96 | 7.48 | 0.12502 | 0 | 70.96 | 1 | 0
31.88 | 63.76 | 7.48 | 0.12502 | 0 | 63.76 | 1 | 0
31.16 | 62.32 | 12.23 | 0.12502 | 0 | 62.32 | 1 | 0
30.8 | 61.6 | 12.23 | 0.12502 | 0 | 61.6 | 1 | 0
26.6 | 53.2 | 12.23 | 0.12502 | 0 | 53.2 | 1 | 0
29.64 | 59.28 | 12.23 | 0.12502 | 0 | 59.28 | 1 | 0
30.2 | 60.4 | 7.48 | 0.12502 | 0 | 60.4 | 1 | 0
30.64 | 61.28 | 7.48 | 0.12502 | 0 | 61.28 | 1 | 0
30.64 | 61.28 | 7.48 | 0.12502 | 0 | 56.48 | 0.2 | 4.8
30.32 | 60.64 | 7.48 | 0.10709 | 4.8 | 60.64 | 0.91885 | 0
28.32 | 56.64 | 7.48 | 0.10709 | 0.54188 | 56.64 | 1 | 0
20.52 | 41.04 | 7.48 | 0.10709 | 0 | 41.04 | 1 | 0
14.04 | 28.08 | 7.48 | 0.10709 | 0 | 28.08 | 1 | 0
13.48 | 26.96 | 7.48 | 0.10709 | 0 | 26.96 | 1 | 0
14.56 | 29.12 | 7.48 | 0.10709 | 0 | 29.12 | 1 | 0
12.04 | 24.08 | 7.48 | 0.10709 | 0 | 24.08 | 1 | 0
13.12 | 26.24 | 7.48 | 0.10709 | 0 | 26.24 | 1 | 0
18.76 | 37.52 | 7.48 | 0.10709 | 0 | 37.52 | 1 | 0
22.84 | 45.68 | 7.48 | 0.10709 | 0 | 45.68 | 1 | 0
30.88 | 61.76 | 7.48 | 0.10709 | 0 | 61.76 | 1 | 0
28.4 | 56.8 | 7.48 | 0.10709 | 0 | 56.8 | 1 | 0
30.72 | 61.44 | 7.48 | 0.10709 | 0 | 61.44 | 1 | 0
30.96 | 61.92 | 7.48 | 0.10709 | 0 | 61.92 | 1 | 0
31.72 | 63.44 | 7.48 | 0.12502 | 0 | 63.44 | 1 | 0
35.96 | 71.92 | 7.48 | 0.12502 | 0 | 71.92 | 1 | 0
31 | 62 | 7.48 | 0.12502 | 0 | 62 | 1 | 0
26.68 | 53.36 | 12.23 | 0.12502 | 0 | 53.36 | 1 | 0
25.84 | 51.68 | 12.23 | 0.12502 | 0 | 51.68 | 1 | 0
24.32 | 48.64 | 12.23 | 0.12502 | 0 | 48.64 | 1 | 0
26.36 | 52.72 | 12.23 | 0.12502 | 0 | 52.72 | 1 | 0
25.28 | 50.56 | 7.48 | 0.12502 | 0 | 50.56 | 1 | 0
28.16 | 56.32 | 7.48 | 0.12502 | 0 | 56.32 | 1 | 0
28.92 | 57.84 | 7.48 | 0.12502 | 0 | 53.04 | 0.2 | 4.8
29.68 | 59.36 | 7.48 | 0.10709 | 4.8 | 59.36 | 0.91885 | 0
25.12 | 50.24 | 7.48 | 0.10709 | 0.54188 | 50.24 | 1 | 0
16.56 | 33.12 | 7.48 | 0.10709 | 0 | 33.12 | 1 | 0
14.96 | 29.92 | 7.48 | 0.10709 | 0 | 29.92 | 1 | 0
13.76 | 27.52 | 7.48 | 0.10709 | 0 | 27.52 | 1 | 0
14.2 | 28.4 | 7.48 | 0.10709 | 0 | 28.4 | 1 | 0
11.8 | 23.6 | 7.48 | 0.10709 | 0 | 23.6 | 1 | 0
12.72 | 25.44 | 7.48 | 0.10709 | 0 | 25.44 | 1 | 0
17.88 | 35.76 | 7.48 | 0.10709 | 0 | 35.76 | 1 | 0
22.52 | 45.04 | 7.48 | 0.10709 | 0 | 45.04 | 1 | 0
30.92 | 61.84 | 7.48 | 0.10709 | 0 | 61.84 | 1 | 0
30.96 | 61.92 | 7.48 | 0.10709 | 0 | 61.92 | 1 | 0
33.8 | 67.6 | 7.48 | 0.10709 | 0 | 67.6 | 1 | 0
32.68 | 65.36 | 7.48 | 0.10709 | 0 | 65.36 | 1 | 0
35.68 | 71.36 | 7.48 | 0.10709 | 0 | 71.36 | 1 | 0
38.08 | 76.16 | 7.48 | 0.10709 | 0 | 72.96 | 0.46667 | 3.2
35.96 | 71.92 | 7.48 | 0.10709 | 1.04 | 71.92 | 0.62242 | 0
29.12 | 58.24 | 7.48 | 0.10709 | 2.5213 | 58.24 | 1 | 0
28.28 | 56.56 | 7.48 | 0.10709 | 0 | 56.56 | 1 | 0
28.04 | 56.08 | 7.48 | 0.10709 | 0 | 56.08 | 1 | 0
28.52 | 57.04 | 7.48 | 0.10709 | 0 | 57.04 | 1 | 0
30.08 | 60.16 | 7.48 | 0.10709 | 0 | 60.16 | 1 | 0
30.12 | 60.24 | 7.48 | 0.10709 | 0 | 60.24 | 1 | 0
29.76 | 59.52 | 7.48 | 0.10709 | 0 | 59.52 | 1 | 0
29.24 | 58.48 | 7.48 | 0.10709 | 0 | 58.48 | 1 | 0
27.44 | 54.88 | 7.48 | 0.10709 | 0 | 54.88 | 1 | 0
22.28 | 44.56 | 7.48 | 0.10709 | 0 | 44.56 | 1 | 0
18.68 | 37.36 | 7.48 | 0.10709 | 0 | 37.36 | 1 | 0
18.16 | 36.32 | 7.48 | 0.10709 | 0 | 36.32 | 1 | 0
17.52 | 35.04 | 7.48 | 0.10709 | 0 | 35.04 | 1 | 0
17.56 | 35.12 | 7.48 | 0.10709 | 0 | 35.12 | 1 | 0
17.2 | 34.4 | 7.48 | 0.10709 | 0 | 34.4 | 1 | 0
17.76 | 35.52 | 7.48 | 0.10709 | 0 | 35.52 | 1 | 0
19.44 | 38.88 | 7.48 | 0.10709 | 0 | 38.88 | 1 | 0
20.44 | 40.88 | 7.48 | 0.10709 | 0 | 40.88 | 1 | 0
26.68 | 53.36 | 7.48 | 0.10709 | 0 | 53.36 | 1 | 0
27.16 | 54.32 | 7.48 | 0.10709 | 0 | 54.32 | 1 | 0
28.88 | 57.76 | 7.48 | 0.10709 | 0 | 57.76 | 1 | 0
28.88 | 57.76 | 7.48 | 0.10709 | 0 | 57.76 | 1 | 0
28.88 | 57.76 | 7.48 | 0.10709 | 0 | 57.76 | 1 | 0
27.52 | 55.04 | 7.48 | 0.10709 | 0 | 55.04 | 1 | 0
27.32 | 54.64 | 7.48 | 0.10709 | 0 | 54.64 | 1 | 0
28.04 | 56.08 | 7.48 | 0.10709 | 0 | 56.08 | 1 | 0
27.68 | 55.36 | 7.48 | 0.10709 | 0 | 55.36 | 1 | 0
29.4 | 58.8 | 7.48 | 0.10709 | 0 | 58.8 | 1 | 0
27.8 | 55.6 | 7.48 | 0.10709 | 0 | 55.6 | 1 | 0
26.72 | 53.44 | 7.48 | 0.10709 | 0 | 53.44 | 1 | 0
26.92 | 53.84 | 7.48 | 0.10709 | 0 | 53.84 | 1 | 0
26.88 | 53.76 | 7.48 | 0.10709 | 0 | 53.76 | 1 | 0
26.24 | 52.48 | 7.48 | 0.10709 | 0 | 52.48 | 1 | 0
21.68 | 43.36 | 7.48 | 0.10709 | 0 | 43.36 | 1 | 0
22 | 44 | 7.48 | 0.10709 | 0 | 44 | 1 | 0
19 | 38 | 7.48 | 0.10709 | 0 | 38 | 1 | 0
18 | 36 | 7.48 | 0.10709 | 0 | 36 | 1 | 0
17.96 | 35.92 | 7.48 | 0.10709 | 0 | 35.92 | 1 | 0
18.64 | 37.28 | 7.48 | 0.10709 | 0 | 37.28 | 1 | 0
23.36 | 46.72 | 7.48 | 0.10709 | 0 | 46.72 | 1 | 0
25.08 | 50.16 | 7.48 | 0.10709 | 0 | 50.16 | 1 | 0
22.56 | 45.12 | 7.48 | 0.10709 | 0 | 45.12 | 1 | 0
20 | 40 | 7.48 | 0.10709 | 0 | 40 | 1 | 0
24 | 48 | 7.48 | 0.10709 | 0 | 48 | 1 | 0
24.88 | 49.76 | 7.48 | 0.10709 | 0 | 49.76 | 1 | 0
26.4 | 52.8 | 7.48 | 0.12502 | 0 | 52.8 | 1 | 0
26.8 | 53.6 | 7.48 | 0.12502 | 0 | 53.6 | 1 | 0
27.28 | 54.56 | 7.48 | 0.12502 | 0 | 54.56 | 1 | 0
26.52 | 53.04 | 12.23 | 0.12502 | 0 | 53.04 | 1 | 0
25.12 | 50.24 | 12.23 | 0.12502 | 0 | 50.24 | 1 | 0
25.08 | 50.16 | 12.23 | 0.12502 | 0 | 50.16 | 1 | 0
26.44 | 52.88 | 12.23 | 0.12502 | 0 | 52.88 | 1 | 0
26.22 | 52.44 | 7.48 | 0.12502 | 0 | 52.44 | 1 | 0
22.52 | 45.04 | 7.48 | 0.12502 | 0 | 45.04 | 1 | 0
19.08 | 38.16 | 7.48 | 0.12502 | 0 | 33.36 | 0.2 | 4.8
18.8 | 37.6 | 7.48 | 0.10709 | 4.8 | 37.6 | 0.91885 | 0
19.56 | 39.12 | 7.48 | 0.10709 | 0.54188 | 39.12 | 1 | 0
16.36 | 32.72 | 7.48 | 0.10709 | 0 | 32.72 | 1 | 0
14.28 | 28.56 | 7.48 | 0.10709 | 0 | 28.56 | 1 | 0
14.12 | 28.24 | 7.48 | 0.10709 | 0 | 28.24 | 1 | 0
16.24 | 32.48 | 7.48 | 0.10709 | 0 | 32.48 | 1 | 0
19.24 | 38.48 | 7.48 | 0.10709 | 0 | 38.48 | 1 | 0
18.68 | 37.36 | 7.48 | 0.10709 | 0 | 37.36 | 1 | 0
16.76 | 33.52 | 7.48 | 0.10709 | 0 | 33.52 | 1 | 0
21.04 | 42.08 | 7.48 | 0.10709 | 0 | 42.08 | 1 | 0
29.76 | 59.52 | 7.48 | 0.10709 | 0 | 59.52 | 1 | 0
29.12 | 58.24 | 7.48 | 0.10709 | 0 | 58.24 | 1 | 0
30.8 | 61.6 | 7.48 | 0.10709 | 0 | 61.6 | 1 | 0
30.92 | 61.84 | 7.48 | 0.10709 | 0 | 61.84 | 1 | 0
31.16 | 62.32 | 7.48 | 0.12502 | 0 | 62.32 | 1 | 0
35.6 | 71.2 | 7.48 | 0.12502 | 0 | 71.2 | 1 | 0
34.72 | 69.44 | 7.48 | 0.12502 | 0 | 69.44 | 1 | 0
29.48 | 58.96 | 12.23 | 0.12502 | 0 | 58.96 | 1 | 0
28.4 | 56.8 | 12.23 | 0.12502 | 0 | 56.8 | 1 | 0
25.56 | 51.12 | 12.23 | 0.12502 | 0 | 51.12 | 1 | 0
25.88 | 51.76 | 12.23 | 0.12502 | 0 | 51.76 | 1 | 0
28.12 | 56.24 | 7.48 | 0.12502 | 0 | 56.24 | 1 | 0
29.64 | 59.28 | 7.48 | 0.12502 | 0 | 59.28 | 1 | 0
29.48 | 58.96 | 7.48 | 0.12502 | 0 | 54.16 | 0.2 | 4.8
29.2 | 58.4 | 7.48 | 0.10709 | 4.8 | 58.4 | 0.91885 | 0
25.8 | 51.6 | 7.48 | 0.10709 | 0.54188 | 51.6 | 1 | 0
16.16 | 32.32 | 7.48 | 0.10709 | 0 | 32.32 | 1 | 0
13.96 | 27.92 | 7.48 | 0.10709 | 0 | 27.92 | 1 | 0
13.84 | 27.68 | 7.48 | 0.10709 | 0 | 27.68 | 1 | 0
12.8 | 25.6 | 7.48 | 0.10709 | 0 | 25.6 | 1 | 0
11.8 | 23.6 | 7.48 | 0.10709 | 0 | 23.6 | 1 | 0
12.24 | 24.48 | 7.48 | 0.10709 | 0 | 24.48 | 1 | 0
16.16 | 32.32 | 7.48 | 0.10709 | 0 | 32.32 | 1 | 0
18.2 | 36.4 | 7.48 | 0.10709 | 0 | 36.4 | 1 | 0
29.08 | 58.16 | 7.48 | 0.10709 | 0 | 58.16 | 1 | 0
29.04 | 58.08 | 7.48 | 0.10709 | 0 | 58.08 | 1 | 0
30.96 | 61.92 | 7.48 | 0.10709 | 0 | 61.92 | 1 | 0
26.6 | 53.2 | 7.48 | 0.10709 | 0 | 53.2 | 1 | 0
26.52 | 53.04 | 7.48 | 0.12502 | 0 | 53.04 | 1 | 0
29.68 | 59.36 | 7.48 | 0.12502 | 0 | 59.36 | 1 | 0
28.6 | 57.2 | 7.48 | 0.12502 | 0 | 57.2 | 1 | 0
26.88 | 53.76 | 12.23 | 0.12502 | 0 | 53.76 | 1 | 0
26.08 | 52.16 | 12.23 | 0.12502 | 0 | 52.16 | 1 | 0
24.24 | 48.48 | 12.23 | 0.12502 | 0 | 48.48 | 1 | 0
24.56 | 49.12 | 12.23 | 0.12502 | 0 | 49.12 | 1 | 0
25.76 | 51.52 | 7.48 | 0.12502 | 0 | 51.52 | 1 | 0
26.3 | 52.6 | 7.48 | 0.12502 | 0 | 52.6 | 1 | 0
25.88 | 51.76 | 7.48 | 0.12502 | 0 | 46.96 | 0.2 | 4.8
23.44 | 46.88 | 7.48 | 0.10709 | 4.8 | 46.88 | 0.91885 | 0
21.08 | 42.16 | 7.48 | 0.10709 | 0.54188 | 42.16 | 1 | 0
15.88 | 31.76 | 7.48 | 0.10709 | 0 | 31.76 | 1 | 0
14.48 | 28.96 | 7.48 | 0.10709 | 0 | 28.96 | 1 | 0
13.56 | 27.12 | 7.48 | 0.10709 | 0 | 27.12 | 1 | 0
13.64 | 27.28 | 7.48 | 0.10709 | 0 | 27.28 | 1 | 0
13.4 | 26.8 | 7.48 | 0.10709 | 0 | 26.8 | 1 | 0
14 | 28 | 7.48 | 0.10709 | 0 | 28 | 1 | 0
14.76 | 29.52 | 7.48 | 0.10709 | 0 | 29.52 | 1 | 0
14.96 | 29.92 | 7.48 | 0.10709 | 0 | 29.92 | 1 | 0
26.12 | 52.24 | 7.48 | 0.10709 | 0 | 52.24 | 1 | 0
25.76 | 51.52 | 7.48 | 0.10709 | 0 | 51.52 | 1 | 0
26.04 | 52.08 | 7.48 | 0.10709 | 0 | 52.08 | 1 | 0
27.44 | 54.88 | 7.48 | 0.10709 | 0 | 54.88 | 1 | 0
29.84 | 59.68 | 7.48 | 0.12502 | 0 | 59.68 | 1 | 0
28.44 | 56.88 | 7.48 | 0.12502 | 0 | 56.88 | 1 | 0
27.36 | 54.72 | 7.48 | 0.12502 | 0 | 54.72 | 1 | 0
24.8 | 49.6 | 12.23 | 0.12502 | 0 | 49.6 | 1 | 0
25.16 | 50.32 | 12.23 | 0.12502 | 0 | 50.32 | 1 | 0
25.32 | 50.64 | 12.23 | 0.12502 | 0 | 50.64 | 1 | 0
26.84 | 53.68 | 12.23 | 0.12502 | 0 | 53.68 | 1 | 0
26.24 | 52.48 | 7.48 | 0.12502 | 0 | 52.48 | 1 | 0
26.4 | 52.8 | 7.48 | 0.12502 | 0 | 52.8 | 1 | 0
26.92 | 53.84 | 7.48 | 0.12502 | 0 | 49.04 | 0.2 | 4.8
26.2 | 52.4 | 7.48 | 0.10709 | 4.8 | 52.4 | 0.91885 | 0
22.68 | 45.36 | 7.48 | 0.10709 | 0.54188 | 45.36 | 1 | 0
21.28 | 42.56 | 7.48 | 0.10709 | 0 | 42.56 | 1 | 0
19.32 | 38.64 | 7.48 | 0.10709 | 0 | 38.64 | 1 | 0
18.52 | 37.04 | 7.48 | 0.10709 | 0 | 37.04 | 1 | 0
17.28 | 34.56 | 7.48 | 0.10709 | 0 | 34.56 | 1 | 0
17.64 | 35.28 | 7.48 | 0.10709 | 0 | 35.28 | 1 | 0
15.92 | 31.84 | 7.48 | 0.10709 | 0 | 31.84 | 1 | 0
14.4 | 28.8 | 7.48 | 0.10709 | 0 | 28.8 | 1 | 0
15 | 30 | 7.48 | 0.10709 | 0 | 30 | 1 | 0
25.56 | 51.12 | 7.48 | 0.10709 | 0 | 51.12 | 1 | 0
25.28 | 50.56 | 7.48 | 0.10709 | 0 | 50.56 | 1 | 0
27.72 | 55.44 | 7.48 | 0.10709 | 0 | 55.44 | 1 | 0
31.16 | 62.32 | 7.48 | 0.10709 | 0 | 62.32 | 1 | 0
31.72 | 63.44 | 7.48 | 0.12502 | 0 | 63.44 | 1 | 0
30.96 | 61.92 | 7.48 | 0.12502 | 0 | 61.92 | 1 | 0
27.52 | 55.04 | 7.48 | 0.12502 | 0 | 55.04 | 1 | 0
25.76 | 51.52 | 12.23 | 0.12502 | 0 | 51.52 | 1 | 0
25.64 | 51.28 | 12.23 | 0.12502 | 0 | 51.28 | 1 | 0
25.04 | 50.08 | 12.23 | 0.12502 | 0 | 50.08 | 1 | 0
26.12 | 52.24 | 12.23 | 0.12502 | 0 | 52.24 | 1 | 0
26.32 | 52.64 | 7.48 | 0.12502 | 0 | 52.64 | 1 | 0
27.64 | 55.28 | 7.48 | 0.12502 | 0 | 55.28 | 1 | 0
27.48 | 54.96 | 7.48 | 0.12502 | 0 | 50.16 | 0.2 | 4.8
26.96 | 53.92 | 7.48 | 0.10709 | 4.8 | 53.92 | 0.91885 | 0
23.92 | 47.84 | 7.48 | 0.10709 | 0.54188 | 47.84 | 1 | 0
18.12 | 36.24 | 7.48 | 0.10709 | 0 | 36.24 | 1 | 0
14.56 | 29.12 | 7.48 | 0.10709 | 0 | 29.12 | 1 | 0
14.24 | 28.48 | 7.48 | 0.10709 | 0 | 28.48 | 1 | 0
13.28 | 26.56 | 7.48 | 0.10709 | 0 | 26.56 | 1 | 0
12.48 | 24.96 | 7.48 | 0.10709 | 0 | 24.96 | 1 | 0
13.84 | 27.68 | 7.48 | 0.10709 | 0 | 27.68 | 1 | 0
16.28 | 32.56 | 7.48 | 0.10709 | 0 | 32.56 | 1 | 0
16.84 | 33.68 | 7.48 | 0.10709 | 0 | 33.68 | 1 | 0
16.8 | 33.6 | 7.48 | 0.10709 | 0 | 33.6 | 1 | 0
16.48 | 32.96 | 7.48 | 0.10709 | 0 | 32.96 | 1 | 0
17.48 | 34.96 | 7.48 | 0.10709 | 0 | 34.96 | 1 | 0
17.92 | 35.84 | 7.48 | 0.10709 | 0 | 35.84 | 1 | 0
20.88 | 41.76 | 7.48 | 0.10709 | 0 | 41.76 | 1 | 0
33.6 | 67.2 | 7.48 | 0.10709 | 0 | 67.2 | 1 | 0
36.32 | 72.64 | 7.48 | 0.10709 | 0 | 72.64 | 1 | 0
33.08 | 66.16 | 7.48 | 0.10709 | 0 | 66.16 | 1 | 0
31.36 | 62.72 | 7.48 | 0.10709 | 0 | 62.72 | 1 | 0
29.8 | 59.6 | 7.48 | 0.10709 | 0 | 59.6 | 1 | 0
30.4 | 60.8 | 7.48 | 0.10709 | 0 | 60.8 | 1 | 0
30.4 | 60.8 | 7.48 | 0.10709 | 0 | 60.8 | 1 | 0
30.56 | 61.12 | 7.48 | 0.10709 | 0 | 61.12 | 1 | 0
30.24 | 60.48 | 7.48 | 0.10709 | 0 | 60.48 | 1 | 0
29.16 | 58.32 | 7.48 | 0.10709 | 0 | 58.32 | 1 | 0
23.4 | 46.8 | 7.48 | 0.10709 | 0 | 46.8 | 1 | 0
21.52 | 43.04 | 7.48 | 0.10709 | 0 | 43.04 | 1 | 0
15.24 | 30.48 | 7.48 | 0.10709 | 0 | 30.48 | 1 | 0
14.24 | 28.48 | 7.48 | 0.10709 | 0 | 28.48 | 1 | 0
12.92 | 25.84 | 7.48 | 0.10709 | 0 | 25.84 | 1 | 0
12.96 | 25.92 | 7.48 | 0.10709 | 0 | 25.92 | 1 | 0
13.4 | 26.8 | 7.48 | 0.10709 | 0 | 26.8 | 1 | 0
14.52 | 29.04 | 7.48 | 0.10709 | 0 | 29.04 | 1 | 0
14.72 | 29.44 | 7.48 | 0.10709 | 0 | 29.44 | 1 | 0
16 | 32 | 7.48 | 0.10709 | 0 | 32 | 1 | 0
20.64 | 41.28 | 7.48 | 0.10709 | 0 | 41.28 | 1 | 0
20.24 | 40.48 | 7.48 | 0.10709 | 0 | 40.48 | 1 | 0
21.88 | 43.76 | 7.48 | 0.10709 | 0 | 43.76 | 1 | 0
22.44 | 44.88 | 7.48 | 0.10709 | 0 | 44.88 | 1 | 0
22.52 | 45.04 | 7.48 | 0.10709 | 0 | 45.04 | 1 | 0
21.4 | 42.8 | 7.48 | 0.10709 | 0 | 42.8 | 1 | 0
21.8 | 43.6 | 7.48 | 0.10709 | 0 | 43.6 | 1 | 0
21.2 | 42.4 | 7.48 | 0.10709 | 0 | 42.4 | 1 | 0
21.24 | 42.48 | 7.48 | 0.10709 | 0 | 42.48 | 1 | 0
23.32 | 46.64 | 7.48 | 0.10709 | 0 | 46.64 | 1 | 0
24.16 | 48.32 | 7.48 | 0.10709 | 0 | 48.32 | 1 | 0
21.76 | 43.52 | 7.48 | 0.10709 | 0 | 43.52 | 1 | 0
20.04 | 40.08 | 7.48 | 0.10709 | 0 | 40.08 | 1 | 0
20.4 | 40.8 | 7.48 | 0.10709 | 0 | 40.8 | 1 | 0
20.32 | 40.64 | 7.48 | 0.10709 | 0 | 40.64 | 1 | 0
16.8 | 33.6 | 7.48 | 0.10709 | 0 | 33.6 | 1 | 0
16.88 | 33.76 | 7.48 | 0.10709 | 0 | 33.76 | 1 | 0
16.44 | 32.88 | 7.48 | 0.10709 | 0 | 32.88 | 1 | 0
15.68 | 31.36 | 7.48 | 0.10709 | 0 | 31.36 | 1 | 0
13.52 | 27.04 | 7.48 | 0.10709 | 0 | 27.04 | 1 | 0
12.64 | 25.28 | 7.48 | 0.10709 | 0 | 25.28 | 1 | 0
13.6 | 27.2 | 7.48 | 0.10709 | 0 | 27.2 | 1 | 0
13.92 | 27.84 | 7.48 | 0.10709 | 0 | 27.84 | 1 | 0
14.4 | 28.8 | 7.48 | 0.10709 | 0 | 28.8 | 1 | 0
13.64 | 27.28 | 7.48 | 0.10709 | 0 | 27.28 | 1 | 0
20.48 | 40.96 | 7.48 | 0.10709 | 0 | 40.96 | 1 | 0
21.32 | 42.64 | 7.48 | 0.10709 | 0 | 42.64 | 1 | 0
21.44 | 42.88 | 7.48 | 0.12502 | 0 | 42.88 | 1 | 0
22.28 | 44.56 | 7.48 | 0.12502 | 0 | 44.56 | 1 | 0
22.28 | 44.56 | 7.48 | 0.12502 | 0 | 44.56 | 1 | 0
22.92 | 45.84 | 12.23 | 0.12502 | 0 | 45.84 | 1 | 0
21.44 | 42.88 | 12.23 | 0.12502 | 0 | 42.88 | 1 | 0
21.16 | 42.32 | 12.23 | 0.12502 | 0 | 42.32 | 1 | 0
22.48 | 44.96 | 12.23 | 0.12502 | 0 | 44.96 | 1 | 0
22.92 | 45.84 | 7.48 | 0.12502 | 0 | 45.84 | 1 | 0
21.84 | 43.68 | 7.48 | 0.12502 | 0 | 43.68 | 1 | 0
16.32 | 32.64 | 7.48 | 0.12502 | 0 | 27.84 | 0.2 | 4.8
16.56 | 33.12 | 7.48 | 0.10709 | 0 | 33.12 | 0.2 | 0
16.68 | 33.36 | 7.48 | 0.10709 | 0 | 33.36 | 0.2 | 0
18.44 | 36.88 | 7.48 | 0.10709 | 0 | 36.88 | 0.2 | 0
18.4 | 36.8 | 7.48 | 0.10709 | 0 | 36.8 | 0.2 | 0