## Sites
| time_steps_per_hour | timeout_seconds | user_uuid | address | land_acres | latitude | longitude | roof_squarefeet | error_message
site3-No-PV | 1 | 295 |  |  |  | 34.1404 | -118.2764
site3-With-PV | 1 | 295 |  |  |  | 34.1404 | -118.2764

## PV_inputs
| array_type | azimuth | dc_ac_ratio | degradation_pct | existing_kw | federal_itc_pct | federal_rebate_us_dollars_per_kw | gcr | installed_cost_us_dollars_per_kw | inv_eff | losses | macrs_bonus_pct | macrs_itc_reduction | macrs_option_years | max_kw | min_kw | module_type | om_cost_us_dollars_per_kw | pbi_max_us_dollars | pbi_system_max_kw | pbi_us_dollars_per_kwh | pbi_years | radius | state_ibi_max_us_dollars | state_ibi_pct | state_rebate_max_us_dollars | state_rebate_us_dollars_per_kw | tilt | utility_ibi_max_us_dollars | utility_ibi_pct | utility_rebate_max_us_dollars | utility_rebate_us_dollars_per_kw
site3-No-PV | 1 | 180 | 1.1 | 0.005 | 0 | 0.3 | 0 | 0.4 | 2000 | 0.96 | 0.14 | 0 | 0.5 | 5 | 0 | 0 | 0 | 16 | 1000000000 | 1000000000 | 0 | 1 | 0 | 10000000000 | 0 | 10000000000 | 0 | 0.537 | 10000000000 | 0 | 10000000000 | 0
site3-With-PV | 1 | 180 | 1.1 | 0.005 | 0 | 0.3 | 0 | 0.4 | 2000 | 0.96 | 0.14 | 0 | 0.5 | 5 | 1000000000 | 0 | 0 | 16 | 1000000000 | 1000000000 | 0 | 1 | 0 | 10000000000 | 0 | 10000000000 | 0 | 10 | 10000000000 | 0 | 10000000000 | 0

## Generator_inputs
| diesel_fuel_cost_us_dollars_per_gallon | existing_kw | federal_itc_pct | federal_rebate_us_dollars_per_kw | fuel_avail_gal | fuel_intercept_gal_per_hr | fuel_slope_gal_per_kwh | generator_only_runs_during_grid_outage | generator_sells_energy_back_to_grid | installed_cost_us_dollars_per_kw | macrs_bonus_pct | macrs_itc_reduction | macrs_option_years | max_kw | min_kw | min_turn_down_pct | om_cost_us_dollars_per_kw | om_cost_us_dollars_per_kwh | pbi_max_us_dollars | pbi_system_max_kw | pbi_us_dollars_per_kwh | pbi_years | state_ibi_max_us_dollars | state_ibi_pct | state_rebate_max_us_dollars | state_rebate_us_dollars_per_kw | utility_ibi_max_us_dollars | utility_ibi_pct | utility_rebate_max_us_dollars | utility_rebate_us_dollars_per_kw
site3-No-PV | 20 | 0 | 0 | 0 | 0 | 0.0125 | 0.068 | TRUE | FALSE | 2500 | 0 | 0 | 0 | 1000000000 | 0 | 0.3 | 50 | 20 | 0 | 0 | 0 | 0 | 0 | 0 | 0 | 0 | 0 | 0 | 0 | 0
site3-With-PV | 20 | 0 | 0 | 0 | 0 | 0.0125 | 0.068 | TRUE | FALSE | 2500 | 0 | 0 | 0 | 1000000000 | 0 | 0.3 | 50 | 20 | 0 | 0 | 0 | 0 | 0 | 0 | 0 | 0 | 0 | 0 | 0 | 0

## LoadProfile_inputs
| annual_kwh | critical_load_pct | critical_loads_kw_is_net | doe_reference_name | loads_kw_is_net | outage_end_hour | outage_is_major_event | outage_start_hour | year
site3-No-PV |  | 0.5 | FALSE |  | TRUE |  | TRUE |  | 2018
site3-With-PV |  | 0.5 | FALSE |  | TRUE |  | TRUE |  | 2018

## Storage_inputs
| battery_replacement_year | installed_cost_us_dollars_per_kw | installed_cost_us_dollars_per_kwh | internal_efficiency_pct | inverter_efficiency_pct | inverter_replacement_year | macrs_bonus_pct | macrs_itc_reduction | macrs_option_years | max_kw | max_kwh | min_kw | min_kwh | rectifier_efficiency_pct | replace_cost_us_dollars_per_kw | replace_cost_us_dollars_per_kwh | soc_init_pct | soc_min_pct | total_itc_pct | total_rebate_us_dollars_per_kw
site3-No-PV | 10 | 1000 | 500 | 0.975 | 0.96 | 10 | 0 | 0.5 | 7 | 1000000 | 1000000 | 0 | 0 | 0.96 | 460 | 230 | 0.5 | 0.2 | 0 | 0
site3-With-PV | 10 | 1000 | 500 | 0.975 | 0.96 | 10 | 0 | 0.5 | 7 | 1000000 | 1000000 | 0 | 0 | 0.96 | 460 | 230 | 0.5 | 0.2 | 0 | 0

## ElectricTariff_inputs
| add_blended_rates_to_urdb_rate | blended_annual_demand_charges_us_dollars_per_kw | blended_annual_rates_us_dollars_per_kwh | interconnection_limit_kw | net_metering_limit_kw | urdb_label | urdb_rate_name | urdb_utility_name | wholesale_rate_above_site_load_us_dollars_per_kwh | wholesale_rate_us_dollars_per_kwh
site3-No-PV | FALSE | 0 | 0 | 100000000 | 0 | 5a3821035457a32645d2dd80 | Primary Service A-2 Rate Time-Of-Use (TOU) | Los Angeles Department of Water & Power | 0 | 0
site3-With-PV | FALSE | 0 | 0 | 100000000 | 0 | 5a3821035457a32645d2dd80 | Primary Service A-2 Rate Time-Of-Use (TOU) | Los Angeles Department of Water & Power | 0 | 0

## Financial_inputs
| analysis_years | escalation_pct | microgrid_upgrade_cost_pct | offtaker_discount_pct | offtaker_tax_pct | om_cost_escalation_pct | value_of_lost_load_us_dollars_per_kwh
site3-No-PV | 20 | 0.026 | 0.3 | 0.081 | 0.26 | 0.025 | 100
site3-With-PV | 20 | 0.026 | 0.3 | 0.081 | 0.26 | 0.025 | 100

## Financial_outputs
| avoided_outage_costs_us_dollars | lcc_bau_us_dollars | lcc_us_dollars | microgrid_upgrade_cost_us_dollars | net_capital_costs | net_capital_costs_plus_om_us_dollars | npv_us_dollars
site3-No-PV | 0 | 626223 | 626223 | 0 | 0 | 0 | 0
site3-With-PV | 3291.67 | 626223 | 577395 | 34464.9 | 114883 | 129436 | 48828

## Generator_outputs
| average_yearly_energy_exported_kwh | average_yearly_energy_produced_kwh | existing_gen_om_cost_us_dollars | fuel_used_gal | size_kw | year_one_energy_produced_kwh
site3-No-PV | 0 | 0 | 0 | 0 | 0 | 0
site3-With-PV | 0 | 0 | 0 | 0 | 0 | 0

## LoadProfile_outputs
annual_calculated_kwh
site3-No-PV | 450547.587
site3-With-PV | 450547.587

## Storage_outputs
| size_kw | size_kwh
site3-No-PV | 0 | 0
site3-With-PV | 2.1372 | 2.8183

## ElectricTariff_outputs
| total_demand_cost_bau_us_dollars | total_demand_cost_us_dollars | total_energy_cost_bau_us_dollars | total_energy_cost_us_dollars | total_export_benefit_us_dollars | total_fixed_cost_bau_us_dollars | total_fixed_cost_us_dollars | total_min_charge_adder_bau_us_dollars | total_min_charge_adder_us_dollars | year_one_bill_bau_us_dollars | year_one_bill_us_dollars | year_one_demand_cost_bau_us_dollars | year_one_demand_cost_us_dollars | year_one_energy_cost_bau_us_dollars | year_one_energy_cost_us_dollars | year_one_energy_supplied_kwh | year_one_export_benefit_us_dollars | year_one_fixed_cost_bau_us_dollars | year_one_fixed_cost_us_dollars | year_one_min_charge_adder_bau_us_dollars | year_one_min_charge_adder_us_dollars
site3-No-PV | 166209.16 | 166209.16 | 457007.78 | 457007.78 | 0 | 3006.01 | 3006.01 | 0 | 0 | 69996.79 | 69996.79 | 18578.22 | 18578.22 | 51082.57 | 51082.57 | 450547.587 | 0 | 336 | 336 | 0 | 0
site3-With-PV | 166209.16 | 140637.85 | 457007.78 | 304315.47 | 0 | 3006.01 | 3006.01 | 0 | 0 | 69996.79 | 50071.17 | 18578.22 | 15719.96 | 51082.57 | 34015.21 | 304352.2669 | 0 | 336 | 336 | 0 | 0

## PV_outputs
| average_yearly_energy_exported_kwh | average_yearly_energy_produced_kwh | existing_pv_om_cost_us_dollars | size_kw | station_distance_km | station_latitude | station_longitude | year_one_energy_produced_kwh
site3-No-PV | 0 | 0 | 0 | 0 |  |  |  | 0
site3-With-PV | 4638 | 152251 | 0 | 102.5424 | 1 | 34.13 | -118.26 | 159609

## site3-No-PV_time_series
LoadProfile¦critical_load_series_kw | LoadProfile¦year_one_electric_load_series_kw | ElectricTariff¦year_one_demand_cost_series_us_dollars_per_kw | ElectricTariff¦year_one_energy_cost_series_us_dollars_per_kwh | ElectricTariff¦year_one_to_load_series_kw
19.52 | 39.04 | 7.48 | 0.10709 | 39.04
18.08 | 36.16 | 7.48 | 0.10709 | 36.16
18.4 | 36.8 | 7.48 | 0.10709 | 36.8
19.2 | 38.4 | 7.48 | 0.10709 | 38.4
25.12 | 50.24 | 7.48 | 0.10709 | 50.24
27.04 | 54.08 | 7.48 | 0.10709 | 54.08
22.56 | 45.12 | 7.48 | 0.10709 | 45.12
20.48 | 40.96 | 7.48 | 0.10709 | 40.96
20 | 40 | 7.48 | 0.10709 | 40
19.84 | 39.68 | 7.48 | 0.10709 | 39.68
19.84 | 39.68 | 7.48 | 0.12502 | 39.68
19.84 | 39.68 | 7.48 | 0.12502 | 39.68
19.52 | 39.04 | 7.48 | 0.12502 | 39.04
19.36 | 38.72 | 12.23 | 0.12502 | 38.72
20.16 | 40.32 | 12.23 | 0.12502 | 40.32
19.84 | 39.68 | 12.23 | 0.12502 | 39.68
20.48 | 40.96 | 12.23 | 0.12502 | 40.96
20.8 | 41.6 | 7.48 | 0.12502 | 41.6
20.8 | 41.6 | 7.48 | 0.12502 | 41.6
20.8 | 41.6 | 7.48 | 0.12502 | 41.6
20.96 | 41.92 | 7.48 | 0.10709 | 41.92
21.28 | 42.56 | 7.48 | 0.10709 | 42.56
16.8 | 33.6 | 7.48 | 0.10709 | 33.6
14.08 | 28.16 | 7.48 | 0.10709 | 28.16
14.08 | 28.16 | 7.48 | 0.10709 | 28.16
15.5733 | 31.1467 | 7.48 | 0.10709 | 31.1467
14.4 | 28.8 | 7.48 | 0.10709 | 28.8
13.7067 | 27.4133 | 7.48 | 0.10709 | 27.4133
18.1867 | 36.3733 | 7.48 | 0.10709 | 36.3733
22.0267 | 44.0533 | 7.48 | 0.10709 | 44.0533
22.24 | 44.48 | 7.48 | 0.10709 | 44.48
19.84 | 39.68 | 7.48 | 0.10709 | 39.68
18.9333 | 37.8667 | 7.48 | 0.10709 | 37.8667
21.7067 | 43.4133 | 7.48 | 0.10709 | 43.4133
29.12 | 58.24 | 7.48 | 0.12502 | 58.24
30.4 | 60.8 | 7.48 | 0.12502 | 60.8
31.36 | 62.72 | 7.48 | 0.12502 | 62.72
30.56 | 61.12 | 12.23 | 0.12502 | 61.12
30.56 | 61.12 | 12.23 | 0.12502 | 61.12
30.72 | 61.44 | 12.23 | 0.12502 | 61.44
32.32 | 64.64 | 12.23 | 0.12502 | 64.64
32.96 | 65.92 | 7.48 | 0.12502 | 65.92
32.48 | 64.96 | 7.48 | 0.12502 | 64.96
31.68 | 63.36 | 7.48 | 0.12502 | 63.36
31.52 | 63.04 | 7.48 | 0.10709 | 63.04
29.12 | 58.24 | 7.48 | 0.10709 | 58.24
17.28 | 34.56 | 7.48 | 0.10709 | 34.56
14.72 | 29.44 | 7.48 | 0.10709 | 29.44
14.4 | 28.8 | 7.48 | 0.10709 | 28.8
16.96 | 33.92 | 7.48 | 0.10709 | 33.92
18.72 | 37.44 | 7.48 | 0.10709 | 37.44
15.2 | 30.4 | 7.48 | 0.10709 | 30.4
17.92 | 35.84 | 7.48 | 0.10709 | 35.84
22.4 | 44.8 | 7.48 | 0.10709 | 44.8
30.72 | 61.44 | 7.48 | 0.10709 | 61.44
30.24 | 60.48 | 7.48 | 0.10709 | 60.48
36.32 | 72.64 | 7.48 | 0.10709 | 72.64
38 | 76 | 7.48 | 0.10709 | 76
37.36 | 74.72 | 7.48 | 0.12502 | 74.72
36.32 | 72.64 | 7.48 | 0.12502 | 72.64
32.48 | 64.96 | 7.48 | 0.12502 | 64.96
31.84 | 63.68 | 12.23 | 0.12502 | 63.68
31.04 | 62.08 | 12.23 | 0.12502 | 62.08
30.56 | 61.12 | 12.23 | 0.12502 | 61.12
31.84 | 63.68 | 12.23 | 0.12502 | 63.68
31.2 | 62.4 | 7.48 | 0.12502 | 62.4
30.24 | 60.48 | 7.48 | 0.12502 | 60.48
22.4 | 44.8 | 7.48 | 0.12502 | 44.8
20.32 | 40.64 | 7.48 | 0.10709 | 40.64
20 | 40 | 7.48 | 0.10709 | 40
16.8 | 33.6 | 7.48 | 0.10709 | 33.6
14.72 | 29.44 | 7.48 | 0.10709 | 29.44
14.5067 | 29.0133 | 7.48 | 0.10709 | 29.0133
16.5867 | 33.1733 | 7.48 | 0.10709 | 33.1733
17.44 | 34.88 | 7.48 | 0.10709 | 34.88
15.36 | 30.72 | 7.48 | 0.10709 | 30.72
18.08 | 36.16 | 7.48 | 0.10709 | 36.16
19.68 | 39.36 | 7.48 | 0.10709 | 39.36
19.84 | 39.68 | 7.48 | 0.10709 | 39.68
18.88 | 37.76 | 7.48 | 0.10709 | 37.76
18.72 | 37.44 | 7.48 | 0.10709 | 37.44
18.4 | 36.8 | 7.48 | 0.10709 | 36.8
18.56 | 37.12 | 7.48 | 0.12502 | 37.12
17.92 | 35.84 | 7.48 | 0.12502 | 35.84
17.44 | 34.88 | 7.48 | 0.12502 | 34.88
17.76 | 35.52 | 12.23 | 0.12502 | 35.52
18.08 | 36.16 | 12.23 | 0.12502 | 36.16
17.76 | 35.52 | 12.23 | 0.12502 | 35.52
19.2 | 38.4 | 12.23 | 0.12502 | 38.4
19.36 | 38.72 | 7.48 | 0.12502 | 38.72
20.16 | 40.32 | 7.48 | 0.12502 | 40.32
18.72 | 37.44 | 7.48 | 0.12502 | 37.44
18.72 | 37.44 | 7.48 | 0.10709 | 37.44
18.4 | 36.8 | 7.48 | 0.10709 | 36.8
14.4 | 28.8 | 7.48 | 0.10709 | 28.8
13.12 | 26.24 | 7.48 | 0.10709 | 26.24
10.72 | 21.44 | 7.48 | 0.10709 | 21.44
16 | 32 | 7.48 | 0.10709 | 32
13.28 | 26.56 | 7.48 | 0.10709 | 26.56
13.28 | 26.56 | 7.48 | 0.10709 | 26.56
17.28 | 34.56 | 7.48 | 0.10709 | 34.56
20.48 | 40.96 | 7.48 | 0.10709 | 40.96
31.04 | 62.08 | 7.48 | 0.10709 | 62.08
30.56 | 61.12 | 7.48 | 0.10709 | 61.12
38.08 | 76.16 | 7.48 | 0.10709 | 76.16
36.64 | 73.28 | 7.48 | 0.10709 | 73.28
35.68 | 71.36 | 7.48 | 0.12502 | 71.36
31.84 | 63.68 | 7.48 | 0.12502 | 63.68
30.4 | 60.8 | 7.48 | 0.12502 | 60.8
28.64 | 57.28 | 12.23 | 0.12502 | 57.28
29.28 | 58.56 | 12.23 | 0.12502 | 58.56
29.44 | 58.88 | 12.23 | 0.12502 | 58.88
30.08 | 60.16 | 12.23 | 0.12502 | 60.16
30.08 | 60.16 | 7.48 | 0.12502 | 60.16
29.28 | 58.56 | 7.48 | 0.12502 | 58.56
28.64 | 57.28 | 7.48 | 0.12502 | 57.28
29.44 | 58.88 | 7.48 | 0.10709 | 58.88
26.56 | 53.12 | 7.48 | 0.10709 | 53.12
15.36 | 30.72 | 7.48 | 0.10709 | 30.72
13.76 | 27.52 | 7.48 | 0.10709 | 27.52
13.6 | 27.2 | 7.48 | 0.10709 | 27.2
13.6 | 27.2 | 7.48 | 0.10709 | 27.2
12.32 | 24.64 | 7.48 | 0.10709 | 24.64
13.6 | 27.2 | 7.48 | 0.10709 | 27.2
18.4 | 36.8 | 7.48 | 0.10709 | 36.8
23.68 | 47.36 | 7.48 | 0.10709 | 47.36
27.2 | 54.4 | 7.48 | 0.10709 | 54.4
29.6 | 59.2 | 7.48 | 0.10709 | 59.2
33.6 | 67.2 | 7.48 | 0.10709 | 67.2
34.88 | 69.76 | 7.48 | 0.10709 | 69.76
34.4 | 68.8 | 7.48 | 0.10709 | 68.8
34.72 | 69.44 | 7.48 | 0.10709 | 69.44
35.84 | 71.68 | 7.48 | 0.10709 | 71.68
33.28 | 66.56 | 7.48 | 0.10709 | 66.56
31.52 | 63.04 | 7.48 | 0.10709 | 63.04
31.68 | 63.36 | 7.48 | 0.10709 | 63.36
32.8 | 65.6 | 7.48 | 0.10709 | 65.6
32.8 | 65.6 | 7.48 | 0.10709 | 65.6
32.64 | 65.28 | 7.48 | 0.10709 | 65.28
32 | 64 | 7.48 | 0.10709 | 64
29.76 | 59.52 | 7.48 | 0.10709 | 59.52
24.64 | 49.28 | 7.48 | 0.10709 | 49.28
18.72 | 37.44 | 7.48 | 0.10709 | 37.44
13.92 | 27.84 | 7.48 | 0.10709 | 27.84
13.12 | 26.24 | 7.48 | 0.10709 | 26.24
12.48 | 24.96 | 7.48 | 0.10709 | 24.96
12.32 | 24.64 | 7.48 | 0.10709 | 24.64
13.28 | 26.56 | 7.48 | 0.10709 | 26.56
19.04 | 38.08 | 7.48 | 0.10709 | 38.08
21.28 | 42.56 | 7.48 | 0.10709 | 42.56
22.4 | 44.8 | 7.48 | 0.10709 | 44.8
28.64 | 57.28 | 7.48 | 0.10709 | 57.28
27.68 | 55.36 | 7.48 | 0.10709 | 55.36
28.48 | 56.96 | 7.48 | 0.10709 | 56.96
27.68 | 55.36 | 7.48 | 0.10709 | 55.36
26.72 | 53.44 | 7.48 | 0.10709 | 53.44
25.44 | 50.88 | 7.48 | 0.10709 | 50.88
25.12 | 50.24 | 7.48 | 0.10709 | 50.24
25.12 | 50.24 | 7.48 | 0.10709 | 50.24
25.12 | 50.24 | 7.48 | 0.10709 | 50.24
26.24 | 52.48 | 7.48 | 0.10709 | 52.48
26.88 | 53.76 | 7.48 | 0.10709 | 53.76
26.24 | 52.48 | 7.48 | 0.10709 | 52.48
26.88 | 53.76 | 7.48 | 0.10709 | 53.76
26.88 | 53.76 | 7.48 | 0.10709 | 53.76
26.88 | 53.76 | 7.48 | 0.10709 | 53.76
21.76 | 43.52 | 7.48 | 0.10709 | 43.52
20.48 | 40.96 | 7.48 | 0.10709 | 40.96
19.52 | 39.04 | 7.48 | 0.10709 | 39.04
18.08 | 36.16 | 7.48 | 0.10709 | 36.16
18.4 | 36.8 | 7.48 | 0.10709 | 36.8
19.2 | 38.4 | 7.48 | 0.10709 | 38.4
25.12 | 50.24 | 7.48 | 0.10709 | 50.24
27.04 | 54.08 | 7.48 | 0.10709 | 54.08
22.56 | 45.12 | 7.48 | 0.10709 | 45.12
20.48 | 40.96 | 7.48 | 0.10709 | 40.96
20 | 40 | 7.48 | 0.10709 | 40
19.84 | 39.68 | 7.48 | 0.10709 | 39.68
19.84 | 39.68 | 7.48 | 0.12502 | 39.68
19.84 | 39.68 | 7.48 | 0.12502 | 39.68
19.52 | 39.04 | 7.48 | 0.12502 | 39.04
19.36 | 38.72 | 12.23 | 0.12502 | 38.72
20.16 | 40.32 | 12.23 | 0.12502 | 40.32
19.84 | 39.68 | 12.23 | 0.12502 | 39.68
20.48 | 40.96 | 12.23 | 0.12502 | 40.96
20.8 | 41.6 | 7.48 | 0.12502 | 41.6
20.8 | 41.6 | 7.48 | 0.12502 | 41.6
20.8 | 41.6 | 7.48 | 0.12502 | 41.6
20.96 | 41.92 | 7.48 | 0.10709 | 41.92
21.28 | 42.56 | 7.48 | 0.10709 | 42.56
16.8 | 33.6 | 7.48 | 0.10709 | 33.6
14.08 | 28.16 | 7.48 | 0.10709 | 28.16
14.08 | 28.16 | 7.48 | 0.10709 | 28.16
15.5733 | 31.1467 | 7.48 | 0.10709 | 31.1467
14.4 | 28.8 | 7.48 | 0.10709 | 28.8
13.7067 | 27.4133 | 7.48 | 0.10709 | 27.4133
18.1867 | 36.3733 | 7.48 | 0.10709 | 36.3733
22.0267 | 44.0533 | 7.48 | 0.10709 | 44.0533
22.24 | 44.48 | 7.48 | 0.10709 | 44.48
19.84 | 39.68 | 7.48 | 0.10709 | 39.68
18.9333 | 37.8667 | 7.48 | 0.10709 | 37.8667
21.7067 | 43.4133 | 7.48 | 0.10709 | 43.4133
29.12 | 58.24 | 7.48 | 0.12502 | 58.24
30.4 | 60.8 | 7.48 | 0.12502 | 60.8
31.36 | 62.72 | 7.48 | 0.12502 | 62.72
30.56 | 61.12 | 12.23 | 0.12502 | 61.12
30.56 | 61.12 | 12.23 | 0.12502 | 61.12
30.72 | 61.44 | 12.23 | 0.12502 | 61.44
32.32 | 64.64 | 12.23 | 0.12502 | 64.64
32.96 | 65.92 | 7.48 | 0.12502 | 65.92
32.48 | 64.96 | 7.48 | 0.12502 | 64.96
31.68 | 63.36 | 7.48 | 0.12502 | 63.36
31.52 | 63.04 | 7.48 | 0.10709 | 63.04
29.12 | 58.24 | 7.48 | 0.10709 | 58.24
17.28 | 34.56 | 7.48 | 0.10709 | 34.56
14.72 | 29.44 | 7.48 | 0.10709 | 29.44
14.4 | 28.8 | 7.48 | 0.10709 | 28.8
16.96 | 33.92 | 7.48 | 0.10709 | 33.92
18.72 | 37.44 | 7.48 | 0.10709 | 37.44
15.2 | 30.4 | 7.48 | 0.10709 | 30.4
17.92 | 35.84 | 7.48 | 0.10709 | 35.84
22.4 | 44.8 | 7.48 | 0.10709 | 44.8
30.72 | 61.44 | 7.48 | 0.10709 | 61.44
30.24 | 60.48 | 7.48 | 0.10709 | 60.48
36.32 | 72.64 | 7.48 | 0.10709 | 72.64
38 | 76 | 7.48 | 0.10709 | 76
37.36 | 74.72 | 7.48 | 0.12502 | 74.72
36.32 | 72.64 | 7.48 | 0.12502 | 72.64
32.48 | 64.96 | 7.48 | 0.12502 | 64.96
31.84 | 63.68 | 12.23 | 0.12502 | 63.68
31.04 | 62.08 | 12.23 | 0.12502 | 62.08
30.56 | 61.12 | 12.23 | 0.12502 | 61.12
31.84 | 63.68 | 12.23 | 0.12502 | 63.68
31.2 | 62.4 | 7.48 | 0.12502 | 62.4
30.24 | 60.48 | 7.48 | 0.12502 | 60.48
22.4 | 44.8 | 7.48 | 0.12502 | 44.8
20.32 | 40.64 | 7.48 | 0.10709 | 40.64
20 | 40 | 7.48 | 0.10709 | 40
16.8 | 33.6 | 7.48 | 0.10709 | 33.6
14.72 | 29.44 | 7.48 | 0.10709 | 29.44
14.5067 | 29.0133 | 7.48 | 0.10709 | 29.0133
16.5867 | 33.1733 | 7.48 | 0.10709 | 33.1733
17.44 | 34.88 | 7.48 | 0.10709 | 34.88
15.36 | 30.72 | 7.48 | 0.10709 | 30.72
18.08 | 36.16 | 7.48 | 0.10709 | 36.16
19.68 | 39.36 | 7.48 | 0.10709 | 39.36
19.84 | 39.68 | 7.48 | 0.10709 | 39.68
18.88 | 37.76 | 7.48 | 0.10709 | 37.76
18.72 | 37.44 | 7.48 | 0.10709 | 37.44
18.4 | 36.8 | 7.48 | 0.10709 | 36.8
18.56 | 37.12 | 7.48 | 0.12502 | 37.12
17.92 | 35.84 | 7.48 | 0.12502 | 35.84
17.44 | 34.88 | 7.48 | 0.12502 | 34.88
17.76 | 35.52 | 12.23 | 0.12502 | 35.52
18.08 | 36.16 | 12.23 | 0.12502 | 36.16
17.76 | 35.52 | 12.23 | 0.12502 | 35.52
19.2 | 38.4 | 12.23 | 0.12502 | 38.4
19.36 | 38.72 | 7.48 | 0.12502 | 38.72
20.16 | 40.32 | 7.48 | 0.12502 | 40.32
18.72 | 37.44 | 7.48 | 0.12502 | 37.44
18.72 | 37.44 | 7.48 | 0.10709 | 37.44
18.4 | 36.8 | 7.48 | 0.10709 | 36.8
14.4 | 28.8 | 7.48 | 0.10709 | 28.8
13.12 | 26.24 | 7.48 | 0.10709 | 26.24
13.44 | 26.88 | 7.48 | 0.10709 | 26.88
16.16 | 32.32 | 7.48 | 0.10709 | 32.32
12.16 | 24.32 | 7.48 | 0.10709 | 24.32
12.32 | 24.64 | 7.48 | 0.10709 | 24.64
18.24 | 36.48 | 7.48 | 0.10709 | 36.48
20 | 40 | 7.48 | 0.10709 | 40
20.32 | 40.64 | 7.48 | 0.10709 | 40.64
19.36 | 38.72 | 7.48 | 0.10709 | 38.72
18.72 | 37.44 | 7.48 | 0.10709 | 37.44
18.88 | 37.76 | 7.48 | 0.10709 | 37.76
27.2 | 54.4 | 7.48 | 0.12502 | 54.4
29.28 | 58.56 | 7.48 | 0.12502 | 58.56
28.16 | 56.32 | 7.48 | 0.12502 | 56.32
26.72 | 53.44 | 12.23 | 0.12502 | 53.44
27.2 | 54.4 | 12.23 | 0.12502 | 54.4
26.56 | 53.12 | 12.23 | 0.12502 | 53.12
28.8 | 57.6 | 12.23 | 0.12502 | 57.6
28.8 | 57.6 | 7.48 | 0.12502 | 57.6
20.48 | 40.96 | 7.48 | 0.12502 | 40.96
20.64 | 41.28 | 7.48 | 0.12502 | 41.28
20.96 | 41.92 | 7.48 | 0.10709 | 41.92
20.96 | 41.92 | 7.48 | 0.10709 | 41.92
17.76 | 35.52 | 7.48 | 0.10709 | 35.52
15.68 | 31.36 | 7.48 | 0.10709 | 31.36
14.72 | 29.44 | 7.48 | 0.10709 | 29.44
15.36 | 30.72 | 7.48 | 0.10709 | 30.72
17.44 | 34.88 | 7.48 | 0.10709 | 34.88
13.28 | 26.56 | 7.48 | 0.10709 | 26.56
19.36 | 38.72 | 7.48 | 0.10709 | 38.72
20.32 | 40.64 | 7.48 | 0.10709 | 40.64
20.32 | 40.64 | 7.48 | 0.10709 | 40.64
19.84 | 39.68 | 7.48 | 0.10709 | 39.68
19.36 | 38.72 | 7.48 | 0.10709 | 38.72
21.28 | 42.56 | 7.48 | 0.10709 | 42.56
30.56 | 61.12 | 7.48 | 0.10709 | 61.12
31.36 | 62.72 | 7.48 | 0.10709 | 62.72
30.56 | 61.12 | 7.48 | 0.10709 | 61.12
30.72 | 61.44 | 7.48 | 0.10709 | 61.44
29.44 | 58.88 | 7.48 | 0.10709 | 58.88
30.24 | 60.48 | 7.48 | 0.10709 | 60.48
29.76 | 59.52 | 7.48 | 0.10709 | 59.52
29.76 | 59.52 | 7.48 | 0.10709 | 59.52
28.64 | 57.28 | 7.48 | 0.10709 | 57.28
28.96 | 57.92 | 7.48 | 0.10709 | 57.92
27.36 | 54.72 | 7.48 | 0.10709 | 54.72
24.32 | 48.64 | 7.48 | 0.10709 | 48.64
18.72 | 37.44 | 7.48 | 0.10709 | 37.44
14.24 | 28.48 | 7.48 | 0.10709 | 28.48
13.12 | 26.24 | 7.48 | 0.10709 | 26.24
12.8 | 25.6 | 7.48 | 0.10709 | 25.6
12.64 | 25.28 | 7.48 | 0.10709 | 25.28
12.64 | 25.28 | 7.48 | 0.10709 | 25.28
19.2 | 38.4 | 7.48 | 0.10709 | 38.4
20.48 | 40.96 | 7.48 | 0.10709 | 40.96
19.36 | 38.72 | 7.48 | 0.10709 | 38.72
24.32 | 48.64 | 7.48 | 0.10709 | 48.64
25.92 | 51.84 | 7.48 | 0.10709 | 51.84
26.56 | 53.12 | 7.48 | 0.10709 | 53.12
26.72 | 53.44 | 7.48 | 0.10709 | 53.44
26.24 | 52.48 | 7.48 | 0.10709 | 52.48
25.6 | 51.2 | 7.48 | 0.10709 | 51.2
26.56 | 53.12 | 7.48 | 0.10709 | 53.12
25.76 | 51.52 | 7.48 | 0.10709 | 51.52
25.92 | 51.84 | 7.48 | 0.10709 | 51.84
27.68 | 55.36 | 7.48 | 0.10709 | 55.36
28.48 | 56.96 | 7.48 | 0.10709 | 56.96
26.72 | 53.44 | 7.48 | 0.10709 | 53.44
26.24 | 52.48 | 7.48 | 0.10709 | 52.48
26.56 | 53.12 | 7.48 | 0.10709 | 53.12
25.6 | 51.2 | 7.48 | 0.10709 | 51.2
21.28 | 42.56 | 7.48 | 0.10709 | 42.56
20.8 | 41.6 | 7.48 | 0.10709 | 41.6
18.4 | 36.8 | 7.48 | 0.10709 | 36.8
18.4 | 36.8 | 7.48 | 0.10709 | 36.8
17.44 | 34.88 | 7.48 | 0.10709 | 34.88
18.4 | 36.8 | 7.48 | 0.10709 | 36.8
24.32 | 48.64 | 7.48 | 0.10709 | 48.64
26.56 | 53.12 | 7.48 | 0.10709 | 53.12
26.4 | 52.8 | 7.48 | 0.10709 | 52.8
26.24 | 52.48 | 7.48 | 0.10709 | 52.48
29.6 | 59.2 | 7.48 | 0.10709 | 59.2
30.08 | 60.16 | 7.48 | 0.10709 | 60.16
30.24 | 60.48 | 7.48 | 0.12502 | 60.48
30.56 | 61.12 | 7.48 | 0.12502 | 61.12
27.7867 | 55.5733 | 7.48 | 0.12502 | 55.5733
23.68 | 47.36 | 12.23 | 0.12502 | 47.36
23.68 | 47.36 | 12.23 | 0.12502 | 47.36
28.48 | 56.96 | 12.23 | 0.12502 | 56.96
29.92 | 59.84 | 12.23 | 0.12502 | 59.84
30.56 | 61.12 | 7.48 | 0.12502 | 61.12
24.64 | 49.28 | 7.48 | 0.12502 | 49.28
20.48 | 40.96 | 7.48 | 0.12502 | 40.96
20.8 | 41.6 | 7.48 | 0.10709 | 41.6
21.28 | 42.56 | 7.48 | 0.10709 | 42.56
17.6 | 35.2 | 7.48 | 0.10709 | 35.2
15.36 | 30.72 | 7.48 | 0.10709 | 30.72
13.96 | 27.92 | 7.48 | 0.10709 | 27.92
15.08 | 30.16 | 7.48 | 0.10709 | 30.16
15.88 | 31.76 | 7.48 | 0.10709 | 31.76
14.36 | 28.72 | 7.48 | 0.10709 | 28.72
18.88 | 37.76 | 7.48 | 0.10709 | 37.76
21.1467 | 42.2933 | 7.48 | 0.10709 | 42.2933
24.1067 | 48.2133 | 7.48 | 0.10709 | 48.2133
23.8133 | 47.6267 | 7.48 | 0.10709 | 47.6267
23.4933 | 46.9867 | 7.48 | 0.10709 | 46.9867
24.5333 | 49.0667 | 7.48 | 0.10709 | 49.0667
29.0933 | 58.1867 | 7.48 | 0.12502 | 58.1867
28.8533 | 57.7067 | 7.48 | 0.12502 | 57.7067
27.8533 | 55.7067 | 7.48 | 0.12502 | 55.7067
27.8533 | 55.7067 | 12.23 | 0.12502 | 55.7067
26.5467 | 53.0933 | 12.23 | 0.12502 | 53.0933
26.52 | 53.04 | 12.23 | 0.12502 | 53.04
30.5733 | 61.1467 | 12.23 | 0.12502 | 61.1467
31.16 | 62.32 | 7.48 | 0.12502 | 62.32
32.96 | 65.92 | 7.48 | 0.12502 | 65.92
32.2 | 64.4 | 7.48 | 0.12502 | 64.4
32.24 | 64.48 | 7.48 | 0.10709 | 64.48
28.76 | 57.52 | 7.48 | 0.10709 | 57.52
16.48 | 32.96 | 7.48 | 0.10709 | 32.96
14.24 | 28.48 | 7.48 | 0.10709 | 28.48
14.8 | 29.6 | 7.48 | 0.10709 | 29.6
18.28 | 36.56 | 7.48 | 0.10709 | 36.56
18.52 | 37.04 | 7.48 | 0.10709 | 37.04
16.96 | 33.92 | 7.48 | 0.10709 | 33.92
18.84 | 37.68 | 7.48 | 0.10709 | 37.68
20.24 | 40.48 | 7.48 | 0.10709 | 40.48
20.28 | 40.56 | 7.48 | 0.10709 | 40.56
19.68 | 39.36 | 7.48 | 0.10709 | 39.36
19 | 38 | 7.48 | 0.10709 | 38
19 | 38 | 7.48 | 0.10709 | 38
18.84 | 37.68 | 7.48 | 0.12502 | 37.68
18.88 | 37.76 | 7.48 | 0.12502 | 37.76
18.6 | 37.2 | 7.48 | 0.12502 | 37.2
18.8 | 37.6 | 12.23 | 0.12502 | 37.6
18.64 | 37.28 | 12.23 | 0.12502 | 37.28
18.6 | 37.2 | 12.23 | 0.12502 | 37.2
20.08 | 40.16 | 12.23 | 0.12502 | 40.16
20.12 | 40.24 | 7.48 | 0.12502 | 40.24
20.16 | 40.32 | 7.48 | 0.12502 | 40.32
20.6 | 41.2 | 7.48 | 0.12502 | 41.2
20.44 | 40.88 | 7.48 | 0.10709 | 40.88
20.52 | 41.04 | 7.48 | 0.10709 | 41.04
14.96 | 29.92 | 7.48 | 0.10709 | 29.92
13.04 | 26.08 | 7.48 | 0.10709 | 26.08
12.32 | 24.64 | 7.48 | 0.10709 | 24.64
11.6 | 23.2 | 7.48 | 0.10709 | 23.2
11.68 | 23.36 | 7.48 | 0.10709 | 23.36
12.84 | 25.68 | 7.48 | 0.10709 | 25.68
18.44 | 36.88 | 7.48 | 0.10709 | 36.88
22.88 | 45.76 | 7.48 | 0.10709 | 45.76
31.72 | 63.44 | 7.48 | 0.10709 | 63.44
31.92 | 63.84 | 7.48 | 0.10709 | 63.84
32.12 | 64.24 | 7.48 | 0.10709 | 64.24
33.32 | 66.64 | 7.48 | 0.10709 | 66.64
37.88 | 75.76 | 7.48 | 0.12502 | 75.76
36.32 | 72.64 | 7.48 | 0.12502 | 72.64
34.4 | 68.8 | 7.48 | 0.12502 | 68.8
34.04 | 68.08 | 12.23 | 0.12502 | 68.08
31.56 | 63.12 | 12.23 | 0.12502 | 63.12
30.72 | 61.44 | 12.23 | 0.12502 | 61.44
31.76 | 63.52 | 12.23 | 0.12502 | 63.52
32.64 | 65.28 | 7.48 | 0.12502 | 65.28
32.52 | 65.04 | 7.48 | 0.12502 | 65.04
32.56 | 65.12 | 7.48 | 0.12502 | 65.12
31.84 | 63.68 | 7.48 | 0.10709 | 63.68
27.92 | 55.84 | 7.48 | 0.10709 | 55.84
18.36 | 36.72 | 7.48 | 0.10709 | 36.72
13.16 | 26.32 | 7.48 | 0.10709 | 26.32
12.72 | 25.44 | 7.48 | 0.10709 | 25.44
13.88 | 27.76 | 7.48 | 0.10709 | 27.76
12 | 24 | 7.48 | 0.10709 | 24
12.96 | 25.92 | 7.48 | 0.10709 | 25.92
18.6 | 37.2 | 7.48 | 0.10709 | 37.2
23.44 | 46.88 | 7.48 | 0.10709 | 46.88
30.92 | 61.84 | 7.48 | 0.10709 | 61.84
30.72 | 61.44 | 7.48 | 0.10709 | 61.44
32.76 | 65.52 | 7.48 | 0.10709 | 65.52
31.68 | 63.36 | 7.48 | 0.10709 | 63.36
34.6 | 69.2 | 7.48 | 0.12502 | 69.2
34.04 | 68.08 | 7.48 | 0.12502 | 68.08
31.04 | 62.08 | 7.48 | 0.12502 | 62.08
30.72 | 61.44 | 12.23 | 0.12502 | 61.44
29.76 | 59.52 | 12.23 | 0.12502 | 59.52
29.4 | 58.8 | 12.23 | 0.12502 | 58.8
30.52 | 61.04 | 12.23 | 0.12502 | 61.04
30.68 | 61.36 | 7.48 | 0.12502 | 61.36
31.12 | 62.24 | 7.48 | 0.12502 | 62.24
32.48 | 64.96 | 7.48 | 0.12502 | 64.96
32.56 | 65.12 | 7.48 | 0.10709 | 65.12
29.64 | 59.28 | 7.48 | 0.10709 | 59.28
18.8 | 37.6 | 7.48 | 0.10709 | 37.6
16.24 | 32.48 | 7.48 | 0.10709 | 32.48
15.64 | 31.28 | 7.48 | 0.10709 | 31.28
17.64 | 35.28 | 7.48 | 0.10709 | 35.28
19.2 | 38.4 | 7.48 | 0.10709 | 38.4
16.56 | 33.12 | 7.48 | 0.10709 | 33.12
18.92 | 37.84 | 7.48 | 0.10709 | 37.84
23.52 | 47.04 | 7.48 | 0.10709 | 47.04
32.48 | 64.96 | 7.48 | 0.10709 | 64.96
32.52 | 65.04 | 7.48 | 0.10709 | 65.04
35.2 | 70.4 | 7.48 | 0.10709 | 70.4
35.48 | 70.96 | 7.48 | 0.10709 | 70.96
38.88 | 77.76 | 7.48 | 0.10709 | 77.76
35.92 | 71.84 | 7.48 | 0.10709 | 71.84
33.88 | 67.76 | 7.48 | 0.10709 | 67.76
32.88 | 65.76 | 7.48 | 0.10709 | 65.76
31.64 | 63.28 | 7.48 | 0.10709 | 63.28
30.68 | 61.36 | 7.48 | 0.10709 | 61.36
31.44 | 62.88 | 7.48 | 0.10709 | 62.88
30.4 | 60.8 | 7.48 | 0.10709 | 60.8
31.64 | 63.28 | 7.48 | 0.10709 | 63.28
31.44 | 62.88 | 7.48 | 0.10709 | 62.88
30.32 | 60.64 | 7.48 | 0.10709 | 60.64
26.88 | 53.76 | 7.48 | 0.10709 | 53.76
17.92 | 35.84 | 7.48 | 0.10709 | 35.84
13.36 | 26.72 | 7.48 | 0.10709 | 26.72
12.84 | 25.68 | 7.48 | 0.10709 | 25.68
12.24 | 24.48 | 7.48 | 0.10709 | 24.48
11.96 | 23.92 | 7.48 | 0.10709 | 23.92
12.96 | 25.92 | 7.48 | 0.10709 | 25.92
18.88 | 37.76 | 7.48 | 0.10709 | 37.76
20.52 | 41.04 | 7.48 | 0.10709 | 41.04
22.32 | 44.64 | 7.48 | 0.10709 | 44.64
27.64 | 55.28 | 7.48 | 0.10709 | 55.28
27.04 | 54.08 | 7.48 | 0.10709 | 54.08
28.68 | 57.36 | 7.48 | 0.10709 | 57.36
29.2 | 58.4 | 7.48 | 0.10709 | 58.4
29.16 | 58.32 | 7.48 | 0.10709 | 58.32
29.12 | 58.24 | 7.48 | 0.10709 | 58.24
30.12 | 60.24 | 7.48 | 0.10709 | 60.24
28.84 | 57.68 | 7.48 | 0.10709 | 57.68
28.64 | 57.28 | 7.48 | 0.10709 | 57.28
30.96 | 61.92 | 7.48 | 0.10709 | 61.92
30.88 | 61.76 | 7.48 | 0.10709 | 61.76
28.72 | 57.44 | 7.48 | 0.10709 | 57.44
27.2 | 54.4 | 7.48 | 0.10709 | 54.4
26.52 | 53.04 | 7.48 | 0.10709 | 53.04
26.88 | 53.76 | 7.48 | 0.10709 | 53.76
22.04 | 44.08 | 7.48 | 0.10709 | 44.08
21.68 | 43.36 | 7.48 | 0.10709 | 43.36
20.04 | 40.08 | 7.48 | 0.10709 | 40.08
17.64 | 35.28 | 7.48 | 0.10709 | 35.28
17.36 | 34.72 | 7.48 | 0.10709 | 34.72
18.16 | 36.32 | 7.48 | 0.10709 | 36.32
24.24 | 48.48 | 7.48 | 0.10709 | 48.48
25.52 | 51.04 | 7.48 | 0.10709 | 51.04
20.68 | 41.36 | 7.48 | 0.10709 | 41.36
20.32 | 40.64 | 7.48 | 0.10709 | 40.64
24.8 | 49.6 | 7.48 | 0.10709 | 49.6
27.68 | 55.36 | 7.48 | 0.10709 | 55.36
28.48 | 56.96 | 7.48 | 0.12502 | 56.96
27.84 | 55.68 | 7.48 | 0.12502 | 55.68
27.28 | 54.56 | 7.48 | 0.12502 | 54.56
27.8 | 55.6 | 12.23 | 0.12502 | 55.6
27.88 | 55.76 | 12.23 | 0.12502 | 55.76
27.24 | 54.48 | 12.23 | 0.12502 | 54.48
27.72 | 55.44 | 12.23 | 0.12502 | 55.44
28.12 | 56.24 | 7.48 | 0.12502 | 56.24
26.88 | 53.76 | 7.48 | 0.12502 | 53.76
20.52 | 41.04 | 7.48 | 0.12502 | 41.04
20.28 | 40.56 | 7.48 | 0.10709 | 40.56
20.56 | 41.12 | 7.48 | 0.10709 | 41.12
17.08 | 34.16 | 7.48 | 0.10709 | 34.16
15 | 30 | 7.48 | 0.10709 | 30
13.68 | 27.36 | 7.48 | 0.10709 | 27.36
14.88 | 29.76 | 7.48 | 0.10709 | 29.76
12.08 | 24.16 | 7.48 | 0.10709 | 24.16
12.72 | 25.44 | 7.48 | 0.10709 | 25.44
18.72 | 37.44 | 7.48 | 0.10709 | 37.44
20.2 | 40.4 | 7.48 | 0.10709 | 40.4
27.68 | 55.36 | 7.48 | 0.10709 | 55.36
30.92 | 61.84 | 7.48 | 0.10709 | 61.84
33.12 | 66.24 | 7.48 | 0.10709 | 66.24
35.28 | 70.56 | 7.48 | 0.10709 | 70.56
38.4 | 76.8 | 7.48 | 0.12502 | 76.8
36.12 | 72.24 | 7.48 | 0.12502 | 72.24
32.32 | 64.64 | 7.48 | 0.12502 | 64.64
30.92 | 61.84 | 12.23 | 0.12502 | 61.84
28 | 56 | 12.23 | 0.12502 | 56
28.04 | 56.08 | 12.23 | 0.12502 | 56.08
29.4 | 58.8 | 12.23 | 0.12502 | 58.8
30.4 | 60.8 | 7.48 | 0.12502 | 60.8
31.24 | 62.48 | 7.48 | 0.12502 | 62.48
31.8 | 63.6 | 7.48 | 0.12502 | 63.6
30.84 | 61.68 | 7.48 | 0.10709 | 61.68
28.28 | 56.56 | 7.48 | 0.10709 | 56.56
16.8 | 33.6 | 7.48 | 0.10709 | 33.6
15.04 | 30.08 | 7.48 | 0.10709 | 30.08
14.96 | 29.92 | 7.48 | 0.10709 | 29.92
15.6 | 31.2 | 7.48 | 0.10709 | 31.2
19.12 | 38.24 | 7.48 | 0.10709 | 38.24
15.68 | 31.36 | 7.48 | 0.10709 | 31.36
19.16 | 38.32 | 7.48 | 0.10709 | 38.32
22.96 | 45.92 | 7.48 | 0.10709 | 45.92
31.6 | 63.2 | 7.48 | 0.10709 | 63.2
31.44 | 62.88 | 7.48 | 0.10709 | 62.88
32.4 | 64.8 | 7.48 | 0.10709 | 64.8
33.2 | 66.4 | 7.48 | 0.10709 | 66.4
34.32 | 68.64 | 7.48 | 0.12502 | 68.64
33.08 | 66.16 | 7.48 | 0.12502 | 66.16
30.32 | 60.64 | 7.48 | 0.12502 | 60.64
29.52 | 59.04 | 12.23 | 0.12502 | 59.04
28.28 | 56.56 | 12.23 | 0.12502 | 56.56
26.88 | 53.76 | 12.23 | 0.12502 | 53.76
28.36 | 56.72 | 12.23 | 0.12502 | 56.72
30.24 | 60.48 | 7.48 | 0.12502 | 60.48
29.72 | 59.44 | 7.48 | 0.12502 | 59.44
30.4 | 60.8 | 7.48 | 0.12502 | 60.8
29.76 | 59.52 | 7.48 | 0.10709 | 59.52
24.16 | 48.32 | 7.48 | 0.10709 | 48.32
15.96 | 31.92 | 7.48 | 0.10709 | 31.92
14.12 | 28.24 | 7.48 | 0.10709 | 28.24
13.88 | 27.76 | 7.48 | 0.10709 | 27.76
14.4 | 28.8 | 7.48 | 0.10709 | 28.8
12.92 | 25.84 | 7.48 | 0.10709 | 25.84
13.56 | 27.12 | 7.48 | 0.10709 | 27.12
18.56 | 37.12 | 7.48 | 0.10709 | 37.12
20.32 | 40.64 | 7.48 | 0.10709 | 40.64
30.28 | 60.56 | 7.48 | 0.10709 | 60.56
31.52 | 63.04 | 7.48 | 0.10709 | 63.04
32.88 | 65.76 | 7.48 | 0.10709 | 65.76
32.36 | 64.72 | 7.48 | 0.10709 | 64.72
32.32 | 64.64 | 7.48 | 0.12502 | 64.64
35.48 | 70.96 | 7.48 | 0.12502 | 70.96
31.88 | 63.76 | 7.48 | 0.12502 | 63.76
31.16 | 62.32 | 12.23 | 0.12502 | 62.32
30.8 | 61.6 | 12.23 | 0.12502 | 61.6
26.6 | 53.2 | 12.23 | 0.12502 | 53.2
29.64 | 59.28 | 12.23 | 0.12502 | 59.28
30.2 | 60.4 | 7.48 | 0.12502 | 60.4
30.64 | 61.28 | 7.48 | 0.12502 | 61.28
30.64 | 61.28 | 7.48 | 0.12502 | 61.28
30.32 | 60.64 | 7.48 | 0.10709 | 60.64
28.32 | 56.64 | 7.48 | 0.10709 | 56.64
20.52 | 41.04 | 7.48 | 0.10709 | 41.04
14.04 | 28.08 | 7.48 | 0.10709 | 28.08
13.48 | 26.96 | 7.48 | 0.10709 | 26.96
14.56 | 29.12 | 7.48 | 0.10709 | 29.12
12.04 | 24.08 | 7.48 | 0.10709 | 24.08
13.12 | 26.24 | 7.48 | 0.10709 | 26.24
18.76 | 37.52 | 7.48 | 0.10709 | 37.52
22.84 | 45.68 | 7.48 | 0.10709 | 45.68
30.88 | 61.76 | 7.48 | 0.10709 | 61.76
28.4 | 56.8 | 7.48 | 0.10709 | 56.8
30.72 | 61.44 | 7.48 | 0.10709 | 61.44
30.96 | 61.92 | 7.48 | 0.10709 | 61.92
31.72 | 63.44 | 7.48 | 0.12502 | 63.44
35.96 | 71.92 | 7.48 | 0.12502 | 71.92
31 | 62 | 7.48 | 0.12502 | 62
26.68 | 53.36 | 12.23 | 0.12502 | 53.36
25.84 | 51.68 | 12.23 | 0.12502 | 51.68
24.32 | 48.64 | 12.23 | 0.12502 | 48.64
26.36 | 52.72 | 12.23 | 0.12502 | 52.72
25.28 | 50.56 | 7.48 | 0.12502 | 50.56
28.16 | 56.32 | 7.48 | 0.12502 | 56.32
28.92 | 57.84 | 7.48 | 0.12502 | 57.84
29.68 | 59.36 | 7.48 | 0.10709 | 59.36
25.12 | 50.24 | 7.48 | 0.10709 | 50.24
16.56 | 33.12 | 7.48 | 0.10709 | 33.12
14.96 | 29.92 | 7.48 | 0.10709 | 29.92
13.76 | 27.52 | 7.48 | 0.10709 | 27.52
14.2 | 28.4 | 7.48 | 0.10709 | 28.4
11.8 | 23.6 | 7.48 | 0.10709 | 23.6
12.72 | 25.44 | 7.48 | 0.10709 | 25.44
17.88 | 35.76 | 7.48 | 0.10709 | 35.76
22.52 | 45.04 | 7.48 | 0.10709 | 45.04
30.92 | 61.84 | 7.48 | 0.10709 | 61.84
30.96 | 61.92 | 7.48 | 0.10709 | 61.92
33.8 | 67.6 | 7.48 | 0.10709 | 67.6
32.68 | 65.36 | 7.48 | 0.10709 | 65.36
35.68 | 71.36 | 7.48 | 0.10709 | 71.36
38.08 | 76.16 | 7.48 | 0.10709 | 76.16
35.96 | 71.92 | 7.48 | 0.10709 | 71.92
29.12 | 58.24 | 7.48 | 0.10709 | 58.24
28.28 | 56.56 | 7.48 | 0.10709 | 56.56
28.04 | 56.08 | 7.48 | 0.10709 | 56.08
28.52 | 57.04 | 7.48 | 0.10709 | 57.04
30.08 | 60.16 | 7.48 | 0.10709 | 60.16
30.12 | 60.24 | 7.48 | 0.10709 | 60.24
29.76 | 59.52 | 7.48 | 0.10709 | 59.52
29.24 | 58.48 | 7.48 | 0.10709 | 58.48
27.44 | 54.88 | 7.48 | 0.10709 | 54.88
22.28 | 44.56 | 7.48 | 0.10709 | 44.56
18.68 | 37.36 | 7.48 | 0.10709 | 37.36
18.16 | 36.32 | 7.48 | 0.10709 | 36.32
17.52 | 35.04 | 7.48 | 0.10709 | 35.04
17.56 | 35.12 | 7.48 | 0.10709 | 35.12
17.2 | 34.4 | 7.48 | 0.10709 | 34.4
17.76 | 35.52 | 7.48 | 0.10709 | 35.52
19.44 | 38.88 | 7.48 | 0.10709 | 38.88
20.44 | 40.88 | 7.48 | 0.10709 | 40.88
26.68 | 53.36 | 7.48 | 0.10709 | 53.36
27.16 | 54.32 | 7.48 | 0.10709 | 54.32
28.88 | 57.76 | 7.48 | 0.10709 | 57.76
28.88 | 57.76 | 7.48 | 0.10709 | 57.76
28.88 | 57.76 | 7.48 | 0.10709 | 57.76
27.52 | 55.04 | 7.48 | 0.10709 | 55.04
27.32 | 54.64 | 7.48 | 0.10709 | 54.64
28.04 | 56.08 | 7.48 | 0.10709 | 56.08
27.68 | 55.36 | 7.48 | 0.10709 | 55.36
29.4 | 58.8 | 7.48 | 0.10709 | 58.8
27.8 | 55.6 | 7.48 | 0.10709 | 55.6
26.72 | 53.44 | 7.48 | 0.10709 | 53.44
26.92 | 53.84 | 7.48 | 0.10709 | 53.84
26.88 | 53.76 | 7.48 | 0.10709 | 53.76
26.24 | 52.48 | 7.48 | 0.10709 | 52.48
21.68 | 43.36 | 7.48 | 0.10709 | 43.36
22 | 44 | 7.48 | 0.10709 | 44
19 | 38 | 7.48 | 0.10709 | 38
18 | 36 | 7.48 | 0.10709 | 36
17.96 | 35.92 | 7.48 | 0.10709 | 35.92
18.64 | 37.28 | 7.48 | 0.10709 | 37.28
23.36 | 46.72 | 7.48 | 0.10709 | 46.72
25.08 | 50.16 | 7.48 | 0.10709 | 50.16
22.56 | 45.12 | 7.48 | 0.10709 | 45.12
20 | 40 | 7.48 | 0.10709 | 40
24 | 48 | 7.48 | 0.10709 | 48
24.88 | 49.76 | 7.48 | 0.10709 | 49.76
26.4 | 52.8 | 7.48 | 0.12502 | 52.8
26.8 | 53.6 | 7.48 | 0.12502 | 53.6
27.28 | 54.56 | 7.48 | 0.12502 | 54.56
26.52 | 53.04 | 12.23 | 0.12502 | 53.04
25.12 | 50.24 | 12.23 | 0.12502 | 50.24
25.08 | 50.16 | 12.23 | 0.12502 | 50.16
26.44 | 52.88 | 12.23 | 0.12502 | 52.88
26.22 | 52.44 | 7.48 | 0.12502 | 52.44
22.52 | 45.04 | 7.48 | 0.12502 | 45.04
19.08 | 38.16 | 7.48 | 0.12502 | 38.16
18.8 | 37.6 | 7.48 | 0.10709 | 37.6
19.56 | 39.12 | 7.48 | 0.10709 | 39.12
16.36 | 32.72 | 7.48 | 0.10709 | 32.72
14.28 | 28.56 | 7.48 | 0.10709 | 28.56
14.12 | 28.24 | 7.48 | 0.10709 | 28.24
16.24 | 32.48 | 7.48 | 0.10709 | 32.48
19.24 | 38.48 | 7.48 | 0.10709 | 38.48
18.68 | 37.36 | 7.48 | 0.10709 | 37.36
16.76 | 33.52 | 7.48 | 0.10709 | 33.52
21.04 | 42.08 | 7.48 | 0.10709 | 42.08
29.76 | 59.52 | 7.48 | 0.10709 | 59.52
29.12 | 58.24 | 7.48 | 0.10709 | 58.24
30.8 | 61.6 | 7.48 | 0.10709 | 61.6
30.92 | 61.84 | 7.48 | 0.10709 | 61.84
31.16 | 62.32 | 7.48 | 0.12502 | 62.32
35.6 | 71.2 | 7.48 | 0.12502 | 71.2
34.72 | 69.44 | 7.48 | 0.12502 | 69.44
29.48 | 58.96 | 12.23 | 0.12502 | 58.96
28.4 | 56.8 | 12.23 | 0.12502 | 56.8
25.56 | 51.12 | 12.23 | 0.12502 | 51.12
25.88 | 51.76 | 12.23 | 0.12502 | 51.76
28.12 | 56.24 | 7.48 | 0.12502 | 56.24
29.64 | 59.28 | 7.48 | 0.12502 | 59.28
29.48 | 58.96 | 7.48 | 0.12502 | 58.96
29.2 | 58.4 | 7.48 | 0.10709 | 58.4
25.8 | 51.6 | 7.48 | 0.10709 | 51.6
16.16 | 32.32 | 7.48 | 0.10709 | 32.32
13.96 | 27.92 | 7.48 | 0.10709 | 27.92
13.84 | 27.68 | 7.48 | 0.10709 | 27.68
12.8 | 25.6 | 7.48 | 0.10709 | 25.6
11.8 | 23.6 | 7.48 | 0.10709 | 23.6
12.24 | 24.48 | 7.48 | 0.10709 | 24.48
16.16 | 32.32 | 7.48 | 0.10709 | 32.32
18.2 | 36.4 | 7.48 | 0.10709 | 36.4
29.08 | 58.16 | 7.48 | 0.10709 | 58.16
29.04 | 58.08 | 7.48 | 0.10709 | 58.08
30.96 | 61.92 | 7.48 | 0.10709 | 61.92
26.6 | 53.2 | 7.48 | 0.10709 | 53.2
26.52 | 53.04 | 7.48 | 0.12502 | 53.04
29.68 | 59.36 | 7.48 | 0.12502 | 59.36
28.6 | 57.2 | 7.48 | 0.12502 | 57.2
26.88 | 53.76 | 12.23 | 0.12502 | 53.76
26.08 | 52.16 | 12.23 | 0.12502 | 52.16
24.24 | 48.48 | 12.23 | 0.12502 | 48.48
24.56 | 49.12 | 12.23 | 0.12502 | 49.12
25.76 | 51.52 | 7.48 | 0.12502 | 51.52
26.3 | 52.6 | 7.48 | 0.12502 | 52.6
25.88 | 51.76 | 7.48 | 0.12502 | 51.76
23.44 | 46.88 | 7.48 | 0.10709 | 46.88
21.08 | 42.16 | 7.48 | 0.10709 | 42.16
15.88 | 31.76 | 7.48 | 0.10709 | 31.76
14.48 | 28.96 | 7.48 | 0.10709 | 28.96
13.56 | 27.12 | 7.48 | 0.10709 | 27.12
13.64 | 27.28 | 7.48 | 0.10709 | 27.28
13.4 | 26.8 | 7.48 | 0.10709 | 26.8
14 | 28 | 7.48 | 0.10709 | 28
14.76 | 29.52 | 7.48 | 0.10709 | 29.52
14.96 | 29.92 | 7.48 | 0.10709 | 29.92
26.12 | 52.24 | 7.48 | 0.10709 | 52.24
25.76 | 51.52 | 7.48 | 0.10709 | 51.52
26.04 | 52.08 | 7.48 | 0.10709 | 52.08
27.44 | 54.88 | 7.48 | 0.10709 | 54.88
29.84 | 59.68 | 7.48 | 0.12502 | 59.68
28.44 | 56.88 | 7.48 | 0.12502 | 56.88
27.36 | 54.72 | 7.48 | 0.12502 | 54.72
24.8 | 49.6 | 12.23 | 0.12502 | 49.6
25.16 | 50.32 | 12.23 | 0.12502 | 50.32
25.32 | 50.64 | 12.23 | 0.12502 | 50.64
26.84 | 53.68 | 12.23 | 0.12502 | 53.68
26.24 | 52.48 | 7.48 | 0.12502 | 52.48
26.4 | 52.8 | 7.48 | 0.12502 | 52.8
26.92 | 53.84 | 7.48 | 0.12502 | 53.84
26.2 | 52.4 | 7.48 | 0.10709 | 52.4
22.68 | 45.36 | 7.48 | 0.10709 | 45.36
21.28 | 42.56 | 7.48 | 0.10709 | 42.56
19.32 | 38.64 | 7.48 | 0.10709 | 38.64
18.52 | 37.04 | 7.48 | 0.10709 | 37.04
17.28 | 34.56 | 7.48 | 0.10709 | 34.56
17.64 | 35.28 | 7.48 | 0.10709 | 35.28
15.92 | 31.84 | 7.48 | 0.10709 | 31.84
14.4 | 28.8 | 7.48 | 0.10709 | 28.8
15 | 30 | 7.48 | 0.10709 | 30
25.56 | 51.12 | 7.48 | 0.10709 | 51.12
25.28 | 50.56 | 7.48 | 0.10709 | 50.56
27.72 | 55.44 | 7.48 | 0.10709 | 55.44
31.16 | 62.32 | 7.48 | 0.10709 | 62.32
31.72 | 63.44 | 7.48 | 0.12502 | 63.44
30.96 | 61.92 | 7.48 | 0.12502 | 61.92
27.52 | 55.04 | 7.48 | 0.12502 | 55.04
25.76 | 51.52 | 12.23 | 0.12502 | 51.52
25.64 | 51.28 | 12.23 | 0.12502 | 51.28
25.04 | 50.08 | 12.23 | 0.12502 | 50.08
26.12 | 52.24 | 12.23 | 0.12502 | 52.24
26.32 | 52.64 | 7.48 | 0.12502 | 52.64
27.64 | 55.28 | 7.48 | 0.12502 | 55.28
27.48 | 54.96 | 7.48 | 0.12502 | 54.96
26.96 | 53.92 | 7.48 | 0.10709 | 53.92
23.92 | 47.84 | 7.48 | 0.10709 | 47.84
18.12 | 36.24 | 7.48 | 0.10709 | 36.24
14.56 | 29.12 | 7.48 | 0.10709 | 29.12
14.24 | 28.48 | 7.48 | 0.10709 | 28.48
13.28 | 26.56 | 7.48 | 0.10709 | 26.56
12.48 | 24.96 | 7.48 | 0.10709 | 24.96
13.84 | 27.68 | 7.48 | 0.10709 | 27.68
16.28 | 32.56 | 7.48 | 0.10709 | 32.56
16.84 | 33.68 | 7.48 | 0.10709 | 33.68
16.8 | 33.6 | 7.48 | 0.10709 | 33.6
16.48 | 32.96 | 7.48 | 0.10709 | 32.96
17.48 | 34.96 | 7.48 | 0.10709 | 34.96
17.92 | 35.84 | 7.48 | 0.10709 | 35.84
20.88 | 41.76 | 7.48 | 0.10709 | 41.76
33.6 | 67.2 | 7.48 | 0.10709 | 67.2
36.32 | 72.64 | 7.48 | 0.10709 | 72.64
33.08 | 66.16 | 7.48 | 0.10709 | 66.16
31.36 | 62.72 | 7.48 | 0.10709 | 62.72
29.8 | 59.6 | 7.48 | 0.10709 | 59.6
30.4 | 60.8 | 7.48 | 0.10709 | 60.8
30.4 | 60.8 | 7.48 | 0.10709 | 60.8
30.56 | 61.12 | 7.48 | 0.10709 | 61.12
30.24 | 60.48 | 7.48 | 0.10709 | 60.48
29.16 | 58.32 | 7.48 | 0.10709 | 58.32
23.4 | 46.8 | 7.48 | 0.10709 | 46.8
21.52 | 43.04 | 7.48 | 0.10709 | 43.04
15.24 | 30.48 | 7.48 | 0.10709 | 30.48
14.24 | 28.48 | 7.48 | 0.10709 | 28.48
12.92 | 25.84 | 7.48 | 0.10709 | 25.84
12.96 | 25.92 | 7.48 | 0.10709 | 25.92
13.4 | 26.8 | 7.48 | 0.10709 | 26.8
14.52 | 29.04 | 7.48 | 0.10709 | 29.04
14.72 | 29.44 | 7.48 | 0.10709 | 29.44
16 | 32 | 7.48 | 0.10709 | 32
20.64 | 41.28 | 7.48 | 0.10709 | 41.28
20.24 | 40.48 | 7.48 | 0.10709 | 40.48
21.88 | 43.76 | 7.48 | 0.10709 | 43.76
22.44 | 44.88 | 7.48 | 0.10709 | 44.88
22.52 | 45.04 | 7.48 | 0.10709 | 45.04
21.4 | 42.8 | 7.48 | 0.10709 | 42.8
21.8 | 43.6 | 7.48 | 0.10709 | 43.6
21.2 | 42.4 | 7.48 | 0.10709 | 42.4
21.24 | 42.48 | 7.48 | 0.10709 | 42.48
23.32 | 46.64 | 7.48 | 0.10709 | 46.64
24.16 | 48.32 | 7.48 | 0.10709 | 48.32
21.76 | 43.52 | 7.48 | 0.10709 | 43.52
20.04 | 40.08 | 7.48 | 0.10709 | 40.08
20.4 | 40.8 | 7.48 | 0.10709 | 40.8
20.32 | 40.64 | 7.48 | 0.10709 | 40.64
16.8 | 33.6 | 7.48 | 0.10709 | 33.6
16.88 | 33.76 | 7.48 | 0.10709 | 33.76
16.44 | 32.88 | 7.48 | 0.10709 | 32.88
15.68 | 31.36 | 7.48 | 0.10709 | 31.36
13.52 | 27.04 | 7.48 | 0.10709 | 27.04
12.64 | 25.28 | 7.48 | 0.10709 | 25.28
13.6 | 27.2 | 7.48 | 0.10709 | 27.2
13.92 | 27.84 | 7.48 | 0.10709 | 27.84
14.4 | 28.8 | 7.48 | 0.10709 | 28.8
13.64 | 27.28 | 7.48 | 0.10709 | 27.28
20.48 | 40.96 | 7.48 | 0.10709 | 40.96
21.32 | 42.64 | 7.48 | 0.10709 | 42.64
21.44 | 42.88 | 7.48 | 0.12502 | 42.88
22.28 | 44.56 | 7.48 | 0.12502 | 44.56
22.28 | 44.56 | 7.48 | 0.12502 | 44.56
22.92 | 45.84 | 12.23 | 0.12502 | 45.84
21.44 | 42.88 | 12.23 | 0.12502 | 42.88
21.16 | 42.32 | 12.23 | 0.12502 | 42.32
22.48 | 44.96 | 12.23 | 0.12502 | 44.96
22.92 | 45.84 | 7.48 | 0.12502 | 45.84
21.84 | 43.68 | 7.48 | 0.12502 | 43.68
16.32 | 32.64 | 7.48 | 0.12502 | 32.64
16.56 | 33.12 | 7.48 | 0.10709 | 33.12
16.68 | 33.36 | 7.48 | 0.10709 | 33.36
18.44 | 36.88 | 7.48 | 0.10709 | 36.88
18.4 | 36.8 | 7.48 | 0.10709 | 36.8
17.16 | 34.32 | 7.48 | 0.10709 | 34.32
17.36 | 34.72 | 7.48 | 0.10709 | 34.72
19.04 | 38.08 | 7.48 | 0.10709 | 38.08
15.16 | 30.32 | 7.48 | 0.10709 | 30.32
12.96 | 25.92 | 7.48 | 0.10709 | 25.92
14.04 | 28.08 | 7.48 | 0.10709 | 28.08
20.04 | 40.08 | 7.48 | 0.10709 | 40.08
23.36 | 46.72 | 7.48 | 0.10709 | 46.72
30.2 | 60.4 | 7.48 | 0.10709 | 60.4
32.84 | 65.68 | 7.48 | 0.10709 | 65.68
35.72 | 71.44 | 7.48 | 0.12502 | 71.44
39.36 | 78.72 | 7.48 | 0.12502 | 78.72
35.16 | 70.32 | 7.48 | 0.12502 | 70.32
30.52 | 61.04 | 12.23 | 0.12502 | 61.04
28.8 | 57.6 | 12.23 | 0.12502 | 57.6
27.04 | 54.08 | 12.23 | 0.12502 | 54.08
28.2 | 56.4 | 12.23 | 0.12502 | 56.4
29.24 | 58.48 | 7.48 | 0.12502 | 58.48
31.28 | 62.56 | 7.48 | 0.12502 | 62.56
32.48 | 64.96 | 7.48 | 0.12502 | 64.96
30.96 | 61.92 | 7.48 | 0.10709 | 61.92
28.04 | 56.08 | 7.48 | 0.10709 | 56.08
20.08 | 40.16 | 7.48 | 0.10709 | 40.16
19.92 | 39.84 | 7.48 | 0.10709 | 39.84
19.08 | 38.16 | 7.48 | 0.10709 | 38.16
21.28 | 42.56 | 7.48 | 0.10709 | 42.56
24.16 | 48.32 | 7.48 | 0.10709 | 48.32
19.84 | 39.68 | 7.48 | 0.10709 | 39.68
18.24 | 36.48 | 7.48 | 0.10709 | 36.48
20.96 | 41.92 | 7.48 | 0.10709 | 41.92
29.44 | 58.88 | 7.48 | 0.10709 | 58.88
26.84 | 53.68 | 7.48 | 0.10709 | 53.68
29.72 | 59.44 | 7.48 | 0.10709 | 59.44
31.48 | 62.96 | 7.48 | 0.10709 | 62.96
32.48 | 64.96 | 7.48 | 0.12502 | 64.96
36.08 | 72.16 | 7.48 | 0.12502 | 72.16
31.56 | 63.12 | 7.48 | 0.12502 | 63.12
29 | 58 | 12.23 | 0.12502 | 58
28.32 | 56.64 | 12.23 | 0.12502 | 56.64
27.36 | 54.72 | 12.23 | 0.12502 | 54.72
29.12 | 58.24 | 12.23 | 0.12502 | 58.24
30.36 | 60.72 | 7.48 | 0.12502 | 60.72
30.2 | 60.4 | 7.48 | 0.12502 | 60.4
30.08 | 60.16 | 7.48 | 0.12502 | 60.16
28.24 | 56.48 | 7.48 | 0.10709 | 56.48
21.4 | 42.8 | 7.48 | 0.10709 | 42.8
21.52 | 43.04 | 7.48 | 0.10709 | 43.04
24.84 | 49.68 | 7.48 | 0.10709 | 49.68
24.64 | 49.28 | 7.48 | 0.10709 | 49.28
23.76 | 47.52 | 7.48 | 0.10709 | 47.52
24.32 | 48.64 | 7.48 | 0.10709 | 48.64
22.04 | 44.08 | 7.48 | 0.10709 | 44.08
18.16 | 36.32 | 7.48 | 0.10709 | 36.32
21.72 | 43.44 | 7.48 | 0.10709 | 43.44
30.64 | 61.28 | 7.48 | 0.10709 | 61.28
30.6467 | 61.2933 | 7.48 | 0.10709 | 61.2933
30.0133 | 60.0266 | 7.48 | 0.10709 | 60.0266
33.96 | 67.92 | 7.48 | 0.10709 | 67.92
36.72 | 73.44 | 7.48 | 0.12502 | 73.44
33.6 | 67.2 | 7.48 | 0.12502 | 67.2
27.28 | 54.56 | 7.48 | 0.12502 | 54.56
25.36 | 50.72 | 12.23 | 0.12502 | 50.72
24.2 | 48.4 | 12.23 | 0.12502 | 48.4
22.56 | 45.12 | 12.23 | 0.12502 | 45.12
23.84 | 47.68 | 12.23 | 0.12502 | 47.68
28.12 | 56.24 | 7.48 | 0.12502 | 56.24
31.8 | 63.6 | 7.48 | 0.12502 | 63.6
32.4 | 64.8 | 7.48 | 0.12502 | 64.8
31.12 | 62.24 | 7.48 | 0.10709 | 62.24
27.2 | 54.4 | 7.48 | 0.10709 | 54.4
24.56 | 49.12 | 7.48 | 0.10709 | 49.12
20.72 | 41.44 | 7.48 | 0.10709 | 41.44
20.44 | 40.88 | 7.48 | 0.10709 | 40.88
21.52 | 43.04 | 7.48 | 0.10709 | 43.04
24.44 | 48.88 | 7.48 | 0.10709 | 48.88
22.16 | 44.32 | 7.48 | 0.10709 | 44.32
18.28 | 36.56 | 7.48 | 0.10709 | 36.56
21.28 | 42.56 | 7.48 | 0.10709 | 42.56
30.32 | 60.64 | 7.48 | 0.10709 | 60.64
27.92 | 55.84 | 7.48 | 0.10709 | 55.84
27.68 | 55.36 | 7.48 | 0.10709 | 55.36
27.84 | 55.68 | 7.48 | 0.10709 | 55.68
31.08 | 62.16 | 7.48 | 0.12502 | 62.16
33.36 | 66.72 | 7.48 | 0.12502 | 66.72
27 | 54 | 7.48 | 0.12502 | 54
25.68 | 51.36 | 12.23 | 0.12502 | 51.36
25.08 | 50.16 | 12.23 | 0.12502 | 50.16
24.64 | 49.28 | 12.23 | 0.12502 | 49.28
25.96 | 51.92 | 12.23 | 0.12502 | 51.92
27 | 54 | 7.48 | 0.12502 | 54
26.48 | 52.96 | 7.48 | 0.12502 | 52.96
26.4 | 52.8 | 7.48 | 0.12502 | 52.8
26.56 | 53.12 | 7.48 | 0.10709 | 53.12
21.96 | 43.92 | 7.48 | 0.10709 | 43.92
16.16 | 32.32 | 7.48 | 0.10709 | 32.32
14.48 | 28.96 | 7.48 | 0.10709 | 28.96
14.3467 | 28.6933 | 7.48 | 0.10709 | 28.6933
15.04 | 30.08 | 7.48 | 0.10709 | 30.08
14.4933 | 28.9867 | 7.48 | 0.10709 | 28.9867
14.3733 | 28.7467 | 7.48 | 0.10709 | 28.7467
17.6933 | 35.3867 | 7.48 | 0.10709 | 35.3867
20.96 | 41.92 | 7.48 | 0.10709 | 41.92
26.7333 | 53.4667 | 7.48 | 0.10709 | 53.4667
26.6533 | 53.3067 | 7.48 | 0.10709 | 53.3067
28.8267 | 57.6533 | 7.48 | 0.10709 | 57.6533
28.6933 | 57.3867 | 7.48 | 0.10709 | 57.3867
31.8133 | 63.6267 | 7.48 | 0.10709 | 63.6267
35.8667 | 71.7333 | 7.48 | 0.10709 | 71.7333
35.3867 | 70.7733 | 7.48 | 0.10709 | 70.7733
31.6933 | 63.3867 | 7.48 | 0.10709 | 63.3867
30.4267 | 60.8533 | 7.48 | 0.10709 | 60.8533
29.5067 | 59.0133 | 7.48 | 0.10709 | 59.0133
30.12 | 60.24 | 7.48 | 0.10709 | 60.24
30.2933 | 60.5867 | 7.48 | 0.10709 | 60.5867
30.7733 | 61.5467 | 7.48 | 0.10709 | 61.5467
30.48 | 60.96 | 7.48 | 0.10709 | 60.96
29.5733 | 59.1467 | 7.48 | 0.10709 | 59.1467
25.9067 | 51.8133 | 7.48 | 0.10709 | 51.8133
20.5733 | 41.1467 | 7.48 | 0.10709 | 41.1467
15.76 | 31.52 | 7.48 | 0.10709 | 31.52
15.08 | 30.16 | 7.48 | 0.10709 | 30.16
14.2267 | 28.4533 | 7.48 | 0.10709 | 28.4533
14.16 | 28.32 | 7.48 | 0.10709 | 28.32
14.52 | 29.04 | 7.48 | 0.10709 | 29.04
17.0533 | 34.1067 | 7.48 | 0.10709 | 34.1067
18.2267 | 36.4533 | 7.48 | 0.10709 | 36.4533
19.5867 | 39.1733 | 7.48 | 0.10709 | 39.1733
24.9867 | 49.9733 | 7.48 | 0.10709 | 49.9733
24.8133 | 49.6267 | 7.48 | 0.10709 | 49.6267
26.48 | 52.96 | 7.48 | 0.10709 | 52.96
26.84 | 53.68 | 7.48 | 0.10709 | 53.68
26.8533 | 53.7067 | 7.48 | 0.10709 | 53.7067
26.0133 | 52.0267 | 7.48 | 0.10709 | 52.0267
26.4133 | 52.8267 | 7.48 | 0.10709 | 52.8267
26.0267 | 52.0533 | 7.48 | 0.10709 | 52.0533
25.8533 | 51.7067 | 7.48 | 0.10709 | 51.7067
27.8933 | 55.7867 | 7.48 | 0.10709 | 55.7867
27.6133 | 55.2267 | 7.48 | 0.10709 | 55.2267
25.7333 | 51.4667 | 7.48 | 0.10709 | 51.4667
24.72 | 49.44 | 7.48 | 0.10709 | 49.44
24.6 | 49.2 | 7.48 | 0.10709 | 49.2
24.48 | 48.96 | 7.48 | 0.10709 | 48.96
20.1733 | 40.3467 | 7.48 | 0.10709 | 40.3467
20.1867 | 40.3733 | 7.48 | 0.10709 | 40.3733
18.56 | 37.12 | 7.48 | 0.10709 | 37.12
17.1333 | 34.2667 | 7.48 | 0.10709 | 34.2667
16.4267 | 32.8533 | 7.48 | 0.10709 | 32.8533
16.6667 | 33.3333 | 7.48 | 0.10709 | 33.3333
20.9867 | 41.9733 | 7.48 | 0.10709 | 41.9733
22.16 | 44.32 | 7.48 | 0.10709 | 44.32
19.2133 | 38.4267 | 7.48 | 0.10709 | 38.4267
18.1467 | 36.2933 | 7.48 | 0.10709 | 36.2933
21.76 | 43.52 | 7.48 | 0.10709 | 43.52
22.9467 | 45.8933 | 7.48 | 0.10709 | 45.8933
23.2533 | 46.5067 | 7.48 | 0.12502 | 46.5067
23.32 | 46.64 | 7.48 | 0.12502 | 46.64
23.0267 | 46.0533 | 7.48 | 0.12502 | 46.0533
23.36 | 46.72 | 12.23 | 0.12502 | 46.72
23.16 | 46.32 | 12.23 | 0.12502 | 46.32
22.7467 | 45.4933 | 12.23 | 0.12502 | 45.4933
23.56 | 47.12 | 12.23 | 0.12502 | 47.12
23.9467 | 47.8933 | 7.48 | 0.12502 | 47.8933
23.1733 | 46.3467 | 7.48 | 0.12502 | 46.3467
19.2133 | 38.4267 | 7.48 | 0.12502 | 38.4267
19.2667 | 38.5333 | 7.48 | 0.10709 | 38.5333
19.5067 | 39.0133 | 7.48 | 0.10709 | 39.0133
17.44 | 34.88 | 7.48 | 0.10709 | 34.88
15.8267 | 31.6533 | 7.48 | 0.10709 | 31.6533
16.3333 | 32.6667 | 7.48 | 0.10709 | 32.6667
18.2933 | 36.5867 | 7.48 | 0.10709 | 36.5867
20.8133 | 41.6267 | 7.48 | 0.10709 | 41.6267
17.8933 | 35.7867 | 7.48 | 0.10709 | 35.7867
15.9867 | 31.9733 | 7.48 | 0.10709 | 31.9733
18.68 | 37.36 | 7.48 | 0.10709 | 37.36
26.4133 | 52.8267 | 7.48 | 0.10709 | 52.8267
26.44 | 52.88 | 7.48 | 0.10709 | 52.88
30.24 | 60.48 | 7.48 | 0.10709 | 60.48
31.7467 | 63.4933 | 7.48 | 0.10709 | 63.4933
33.12 | 66.24 | 7.48 | 0.12502 | 66.24
37.0133 | 74.0267 | 7.48 | 0.12502 | 74.0267
33.8133 | 67.6267 | 7.48 | 0.12502 | 67.6267
29.6667 | 59.3333 | 12.23 | 0.12502 | 59.3333
28.5067 | 57.0133 | 12.23 | 0.12502 | 57.0133
26.6533 | 53.3067 | 12.23 | 0.12502 | 53.3067
27.7333 | 55.4667 | 12.23 | 0.12502 | 55.4667
29.24 | 58.48 | 7.48 | 0.12502 | 58.48
30.3733 | 60.7467 | 7.48 | 0.12502 | 60.7467
30.68 | 61.36 | 7.48 | 0.12502 | 61.36
29.4667 | 58.9333 | 7.48 | 0.10709 | 58.9333
25.08 | 50.16 | 7.48 | 0.10709 | 50.16
19.2533 | 38.5067 | 7.48 | 0.10709 | 38.5067
19.5733 | 39.1467 | 7.48 | 0.10709 | 39.1467
17.44 | 34.88 | 7.48 | 0.10709 | 34.88
18.6 | 37.2 | 7.48 | 0.10709 | 37.2
21.44 | 42.88 | 7.48 | 0.10709 | 42.88
17.96 | 35.92 | 7.48 | 0.10709 | 35.92
16.96 | 33.92 | 7.48 | 0.10709 | 33.92
19.8 | 39.6 | 7.48 | 0.10709 | 39.6
28.4 | 56.8 | 7.48 | 0.10709 | 56.8
27.52 | 55.04 | 7.48 | 0.10709 | 55.04
29.76 | 59.52 | 7.48 | 0.10709 | 59.52
30 | 60 | 7.48 | 0.10709 | 60
32.28 | 64.56 | 7.48 | 0.12502 | 64.56
31.96 | 63.92 | 7.48 | 0.12502 | 63.92
28.28 | 56.56 | 7.48 | 0.12502 | 56.56
26.8 | 53.6 | 12.23 | 0.12502 | 53.6
25.96 | 51.92 | 12.23 | 0.12502 | 51.92
25.64 | 51.28 | 12.23 | 0.12502 | 51.28
25.8 | 51.6 | 12.23 | 0.12502 | 51.6
28.4 | 56.8 | 7.48 | 0.12502 | 56.8
27.72 | 55.44 | 7.48 | 0.12502 | 55.44
26.52 | 53.04 | 7.48 | 0.12502 | 53.04
25.4 | 50.8 | 7.48 | 0.10709 | 50.8
19.504 | 39.008 | 7.48 | 0.10709 | 39.008
17.136 | 34.272 | 7.48 | 0.10709 | 34.272
17.24 | 34.48 | 7.48 | 0.10709 | 34.48
15.8 | 31.6 | 7.48 | 0.10709 | 31.6
16.72 | 33.44 | 7.48 | 0.10709 | 33.44
21.12 | 42.24 | 7.48 | 0.10709 | 42.24
21.08 | 42.16 | 7.48 | 0.10709 | 42.16
15.48 | 30.96 | 7.48 | 0.10709 | 30.96
18.76 | 37.52 | 7.48 | 0.10709 | 37.52
26.56 | 53.12 | 7.48 | 0.10709 | 53.12
26.92 | 53.84 | 7.48 | 0.10709 | 53.84
28.72 | 57.44 | 7.48 | 0.10709 | 57.44
29.28 | 58.56 | 7.48 | 0.10709 | 58.56
29.64 | 59.28 | 7.48 | 0.12502 | 59.28
33.32 | 66.64 | 7.48 | 0.12502 | 66.64
27.84 | 55.68 | 7.48 | 0.12502 | 55.68
24.64 | 49.28 | 12.23 | 0.12502 | 49.28
24.12 | 48.24 | 12.23 | 0.12502 | 48.24
22.64 | 45.28 | 12.23 | 0.12502 | 45.28
24.68 | 49.36 | 12.23 | 0.12502 | 49.36
25.12 | 50.24 | 7.48 | 0.12502 | 50.24
25.84 | 51.68 | 7.48 | 0.12502 | 51.68
25.2 | 50.4 | 7.48 | 0.12502 | 50.4
24.08 | 48.16 | 7.48 | 0.10709 | 48.16
21.8 | 43.6 | 7.48 | 0.10709 | 43.6
17.4 | 34.8 | 7.48 | 0.10709 | 34.8
14.92 | 29.84 | 7.48 | 0.10709 | 29.84
14.4 | 28.8 | 7.48 | 0.10709 | 28.8
14.44 | 28.88 | 7.48 | 0.10709 | 28.88
12.84 | 25.68 | 7.48 | 0.10709 | 25.68
13.08 | 26.16 | 7.48 | 0.10709 | 26.16
13 | 26 | 7.48 | 0.10709 | 26
16.24 | 32.48 | 7.48 | 0.10709 | 32.48
24 | 48 | 7.48 | 0.10709 | 48
23.2 | 46.4 | 7.48 | 0.10709 | 46.4
25.28 | 50.56 | 7.48 | 0.10709 | 50.56
25.2 | 50.4 | 7.48 | 0.10709 | 50.4
27.68 | 55.36 | 7.48 | 0.12502 | 55.36
32 | 64 | 7.48 | 0.12502 | 64
26.64 | 53.28 | 7.48 | 0.12502 | 53.28
24.28 | 48.56 | 12.23 | 0.12502 | 48.56
22.48 | 44.96 | 12.23 | 0.12502 | 44.96
21.32 | 42.64 | 12.23 | 0.12502 | 42.64
24.28 | 48.56 | 12.23 | 0.12502 | 48.56
24.36 | 48.72 | 7.48 | 0.12502 | 48.72
23.88 | 47.76 | 7.48 | 0.12502 | 47.76
23.52 | 47.04 | 7.48 | 0.12502 | 47.04
23.32 | 46.64 | 7.48 | 0.10709 | 46.64
21.08 | 42.16 | 7.48 | 0.10709 | 42.16
14.6 | 29.2 | 7.48 | 0.10709 | 29.2
13.96 | 27.92 | 7.48 | 0.10709 | 27.92
13.24 | 26.48 | 7.48 | 0.10709 | 26.48
13.64 | 27.28 | 7.48 | 0.10709 | 27.28
11.6 | 23.2 | 7.48 | 0.10709 | 23.2
12 | 24 | 7.48 | 0.10709 | 24
12.76 | 25.52 | 7.48 | 0.10709 | 25.52
15.96 | 31.92 | 7.48 | 0.10709 | 31.92
24.48 | 48.96 | 7.48 | 0.10709 | 48.96
23.84 | 47.68 | 7.48 | 0.10709 | 47.68
28.24 | 56.48 | 7.48 | 0.10709 | 56.48
31.36 | 62.72 | 7.48 | 0.10709 | 62.72
33.64 | 67.28 | 7.48 | 0.10709 | 67.28
34.68 | 69.36 | 7.48 | 0.10709 | 69.36
30.2 | 60.4 | 7.48 | 0.10709 | 60.4
27.56 | 55.12 | 7.48 | 0.10709 | 55.12
27.08 | 54.16 | 7.48 | 0.10709 | 54.16
26.2333 | 52.4667 | 7.48 | 0.10709 | 52.4667
27.1867 | 54.3734 | 7.48 | 0.10709 | 54.3734
28 | 56 | 7.48 | 0.10709 | 56
27.16 | 54.32 | 7.48 | 0.10709 | 54.32
26.8 | 53.6 | 7.48 | 0.10709 | 53.6
25.4 | 50.8 | 7.48 | 0.10709 | 50.8
21.6 | 43.2 | 7.48 | 0.10709 | 43.2
19.4 | 38.8 | 7.48 | 0.10709 | 38.8
15.84 | 31.68 | 7.48 | 0.10709 | 31.68
14.56 | 29.12 | 7.48 | 0.10709 | 29.12
13.04 | 26.08 | 7.48 | 0.10709 | 26.08
13.96 | 27.92 | 7.48 | 0.10709 | 27.92
14.68 | 29.36 | 7.48 | 0.10709 | 29.36
14.88 | 29.76 | 7.48 | 0.10709 | 29.76
14.48 | 28.96 | 7.48 | 0.10709 | 28.96
14.96 | 29.92 | 7.48 | 0.10709 | 29.92
21.64 | 43.28 | 7.48 | 0.10709 | 43.28
22.68 | 45.36 | 7.48 | 0.10709 | 45.36
24.48 | 48.96 | 7.48 | 0.10709 | 48.96
25 | 50 | 7.48 | 0.10709 | 50
24.24 | 48.48 | 7.48 | 0.10709 | 48.48
23.44 | 46.88 | 7.48 | 0.10709 | 46.88
22.6 | 45.2 | 7.48 | 0.10709 | 45.2
21.4 | 42.8 | 7.48 | 0.10709 | 42.8
22.12 | 44.24 | 7.48 | 0.10709 | 44.24
23.8 | 47.6 | 7.48 | 0.10709 | 47.6
23.64 | 47.28 | 7.48 | 0.10709 | 47.28
22.16 | 44.32 | 7.48 | 0.10709 | 44.32
20.84 | 41.68 | 7.48 | 0.10709 | 41.68
20.88 | 41.76 | 7.48 | 0.10709 | 41.76
21.2 | 42.4 | 7.48 | 0.10709 | 42.4
20.8 | 41.6 | 7.48 | 0.10709 | 41.6
22.32 | 44.64 | 7.48 | 0.10709 | 44.64
20.32 | 40.64 | 7.48 | 0.10709 | 40.64
19.32 | 38.64 | 7.48 | 0.10709 | 38.64
18.88 | 37.76 | 7.48 | 0.10709 | 37.76
20.16 | 40.32 | 7.48 | 0.10709 | 40.32
21.4 | 42.8 | 7.48 | 0.10709 | 42.8
17.12 | 34.24 | 7.48 | 0.10709 | 34.24
16.88 | 33.76 | 7.48 | 0.10709 | 33.76
15.8 | 31.6 | 7.48 | 0.10709 | 31.6
20.68 | 41.36 | 7.48 | 0.10709 | 41.36
22.32 | 44.64 | 7.48 | 0.10709 | 44.64
22.08 | 44.16 | 7.48 | 0.12502 | 44.16
22 | 44 | 7.48 | 0.12502 | 44
21.76 | 43.52 | 7.48 | 0.12502 | 43.52
22.44 | 44.88 | 12.23 | 0.12502 | 44.88
22.72 | 45.44 | 12.23 | 0.12502 | 45.44
24.24 | 48.48 | 12.23 | 0.12502 | 48.48
25.48 | 50.96 | 12.23 | 0.12502 | 50.96
23.84 | 47.68 | 7.48 | 0.12502 | 47.68
18.48 | 36.96 | 7.48 | 0.12502 | 36.96
16.32 | 32.64 | 7.48 | 0.12502 | 32.64
15.88 | 31.76 | 7.48 | 0.10709 | 31.76
17.64 | 35.28 | 7.48 | 0.10709 | 35.28
16.88 | 33.76 | 7.48 | 0.10709 | 33.76
16.76 | 33.52 | 7.48 | 0.10709 | 33.52
16.52 | 33.04 | 7.48 | 0.10709 | 33.04
15.96 | 31.92 | 7.48 | 0.10709 | 31.92
13.16 | 26.32 | 7.48 | 0.10709 | 26.32
13.6 | 27.2 | 7.48 | 0.10709 | 27.2
14.6 | 29.2 | 7.48 | 0.10709 | 29.2
14.72 | 29.44 | 7.48 | 0.10709 | 29.44
20.84 | 41.68 | 7.48 | 0.10709 | 41.68
21.56 | 43.12 | 7.48 | 0.10709 | 43.12
22.24 | 44.48 | 7.48 | 0.10709 | 44.48
22.6 | 45.2 | 7.48 | 0.10709 | 45.2
22.52 | 45.04 | 7.48 | 0.12502 | 45.04
22 | 44 | 7.48 | 0.12502 | 44
20.36 | 40.72 | 7.48 | 0.12502 | 40.72
20.92 | 41.84 | 12.23 | 0.12502 | 41.84
20.04 | 40.08 | 12.23 | 0.12502 | 40.08
20.32 | 40.64 | 12.23 | 0.12502 | 40.64
22.4 | 44.8 | 12.23 | 0.12502 | 44.8
22.72 | 45.44 | 7.48 | 0.12502 | 45.44
23.56 | 47.12 | 7.48 | 0.12502 | 47.12
22.48 | 44.96 | 7.48 | 0.12502 | 44.96
24 | 48 | 7.48 | 0.10709 | 48
23.68 | 47.36 | 7.48 | 0.10709 | 47.36
16.96 | 33.92 | 7.48 | 0.10709 | 33.92
15.08 | 30.16 | 7.48 | 0.10709 | 30.16
14.52 | 29.04 | 7.48 | 0.10709 | 29.04
16.56 | 33.12 | 7.48 | 0.10709 | 33.12
14.76 | 29.52 | 7.48 | 0.10709 | 29.52
14.4 | 28.8 | 7.48 | 0.10709 | 28.8
15.36 | 30.72 | 7.48 | 0.10709 | 30.72
17.8 | 35.6 | 7.48 | 0.10709 | 35.6
24.88 | 49.76 | 7.48 | 0.10709 | 49.76
24.44 | 48.88 | 7.48 | 0.10709 | 48.88
25.96 | 51.92 | 7.48 | 0.10709 | 51.92
26.72 | 53.44 | 7.48 | 0.10709 | 53.44
29.36 | 58.72 | 7.48 | 0.12502 | 58.72
31.6 | 63.2 | 7.48 | 0.12502 | 63.2
26.6 | 53.2 | 7.48 | 0.12502 | 53.2
25.12 | 50.24 | 12.23 | 0.12502 | 50.24
24.2 | 48.4 | 12.23 | 0.12502 | 48.4
22.96 | 45.92 | 12.23 | 0.12502 | 45.92
25.12 | 50.24 | 12.23 | 0.12502 | 50.24
26.4 | 52.8 | 7.48 | 0.12502 | 52.8
26.16 | 52.32 | 7.48 | 0.12502 | 52.32
25.76 | 51.52 | 7.48 | 0.12502 | 51.52
25.52 | 51.04 | 7.48 | 0.10709 | 51.04
20.64 | 41.28 | 7.48 | 0.10709 | 41.28
17.28 | 34.56 | 7.48 | 0.10709 | 34.56
16.2 | 32.4 | 7.48 | 0.10709 | 32.4
15.64 | 31.28 | 7.48 | 0.10709 | 31.28
16.4 | 32.8 | 7.48 | 0.10709 | 32.8
14.84 | 29.68 | 7.48 | 0.10709 | 29.68
15.24 | 30.48 | 7.48 | 0.10709 | 30.48
15.6 | 31.2 | 7.48 | 0.10709 | 31.2
17.4 | 34.8 | 7.48 | 0.10709 | 34.8
24.24 | 48.48 | 7.48 | 0.10709 | 48.48
23.28 | 46.56 | 7.48 | 0.10709 | 46.56
25.76 | 51.52 | 7.48 | 0.10709 | 51.52
27.44 | 54.88 | 7.48 | 0.10709 | 54.88
28.92 | 57.84 | 7.48 | 0.12502 | 57.84
32.76 | 65.52 | 7.48 | 0.12502 | 65.52
32.76 | 65.52 | 7.48 | 0.12502 | 65.52
25.64 | 51.28 | 12.23 | 0.12502 | 51.28
23.96 | 47.92 | 12.23 | 0.12502 | 47.92
23.52 | 47.04 | 12.23 | 0.12502 | 47.04
26.8 | 53.6 | 12.23 | 0.12502 | 53.6
26.52 | 53.04 | 7.48 | 0.12502 | 53.04
26.28 | 52.56 | 7.48 | 0.12502 | 52.56
26.44 | 52.88 | 7.48 | 0.12502 | 52.88
25.36 | 50.72 | 7.48 | 0.10709 | 50.72
22.56 | 45.12 | 7.48 | 0.10709 | 45.12
18.68 | 37.36 | 7.48 | 0.10709 | 37.36
15.64 | 31.28 | 7.48 | 0.10709 | 31.28
14.8 | 29.6 | 7.48 | 0.10709 | 29.6
16.68 | 33.36 | 7.48 | 0.10709 | 33.36
20.52 | 41.04 | 7.48 | 0.10709 | 41.04
18.92 | 37.84 | 7.48 | 0.10709 | 37.84
15.16 | 30.32 | 7.48 | 0.10709 | 30.32
17.16 | 34.32 | 7.48 | 0.10709 | 34.32
23.04 | 46.08 | 7.48 | 0.10709 | 46.08
23.88 | 47.76 | 7.48 | 0.10709 | 47.76
27.84 | 55.68 | 7.48 | 0.10709 | 55.68
28.2 | 56.4 | 7.48 | 0.10709 | 56.4
30.24 | 60.48 | 7.48 | 0.12502 | 60.48
32 | 64 | 7.48 | 0.12502 | 64
27.84 | 55.68 | 7.48 | 0.12502 | 55.68
25.56 | 51.12 | 12.23 | 0.12502 | 51.12
23.72 | 47.44 | 12.23 | 0.12502 | 47.44
24.88 | 49.76 | 12.23 | 0.12502 | 49.76
25.24 | 50.48 | 12.23 | 0.12502 | 50.48
25.735 | 51.47 | 7.48 | 0.12502 | 51.47
26.37 | 52.74 | 7.48 | 0.12502 | 52.74
26.315 | 52.63 | 7.48 | 0.12502 | 52.63
27.52 | 55.04 | 7.48 | 0.10709 | 55.04
24.6 | 49.2 | 7.48 | 0.10709 | 49.2
18.16 | 36.32 | 7.48 | 0.10709 | 36.32
17.76 | 35.52 | 7.48 | 0.10709 | 35.52
16.08 | 32.16 | 7.48 | 0.10709 | 32.16
15.76 | 31.52 | 7.48 | 0.10709 | 31.52
15.12 | 30.24 | 7.48 | 0.10709 | 30.24
14.72 | 29.44 | 7.48 | 0.10709 | 29.44
15.16 | 30.32 | 7.48 | 0.10709 | 30.32
17.8 | 35.6 | 7.48 | 0.10709 | 35.6
23.72 | 47.44 | 7.48 | 0.10709 | 47.44
25.08 | 50.16 | 7.48 | 0.10709 | 50.16
26.92 | 53.84 | 7.48 | 0.10709 | 53.84
25.68 | 51.36 | 7.48 | 0.10709 | 51.36
30.76 | 61.52 | 7.48 | 0.10709 | 61.52
32.32 | 64.64 | 7.48 | 0.10709 | 64.64
29.2 | 58.4 | 7.48 | 0.10709 | 58.4
26.52 | 53.04 | 7.48 | 0.10709 | 53.04
24.36 | 48.72 | 7.48 | 0.10709 | 48.72
24.48 | 48.96 | 7.48 | 0.10709 | 48.96
26.6 | 53.2 | 7.48 | 0.10709 | 53.2
24.52 | 49.04 | 7.48 | 0.10709 | 49.04
26.12 | 52.24 | 7.48 | 0.10709 | 52.24
25.6 | 51.2 | 7.48 | 0.10709 | 51.2
24.76 | 49.52 | 7.48 | 0.10709 | 49.52
23.64 | 47.28 | 7.48 | 0.10709 | 47.28
22.92 | 45.84 | 7.48 | 0.10709 | 45.84
20.56 | 41.12 | 7.48 | 0.10709 | 41.12
19.6 | 39.2 | 7.48 | 0.10709 | 39.2
18.72 | 37.44 | 7.48 | 0.10709 | 37.44
18.8 | 37.6 | 7.48 | 0.10709 | 37.6
19.96 | 39.92 | 7.48 | 0.10709 | 39.92
21.68 | 43.36 | 7.48 | 0.10709 | 43.36
16.68 | 33.36 | 7.48 | 0.10709 | 33.36
14.8578 | 29.7156 | 7.48 | 0.10709 | 29.7156
18.1689 | 36.3378 | 7.48 | 0.10709 | 36.3378
22.2934 | 44.5868 | 7.48 | 0.10709 | 44.5868
23.76 | 47.52 | 7.48 | 0.10709 | 47.52
23.72 | 47.44 | 7.48 | 0.10709 | 47.44
23.8 | 47.6 | 7.48 | 0.10709 | 47.6
22.92 | 45.84 | 7.48 | 0.10709 | 45.84
21.8 | 43.6 | 7.48 | 0.10709 | 43.6
24.104 | 48.208 | 7.48 | 0.10709 | 48.208
24.616 | 49.232 | 7.48 | 0.10709 | 49.232
25.92 | 51.84 | 7.48 | 0.10709 | 51.84
26.36 | 52.72 | 7.48 | 0.10709 | 52.72
24.12 | 48.24 | 7.48 | 0.10709 | 48.24
23.12 | 46.24 | 7.48 | 0.10709 | 46.24
22.16 | 44.32 | 7.48 | 0.10709 | 44.32
22.12 | 44.24 | 7.48 | 0.10709 | 44.24
17.88 | 35.76 | 7.48 | 0.10709 | 35.76
18.68 | 37.36 | 7.48 | 0.10709 | 37.36
16.36 | 32.72 | 7.48 | 0.10709 | 32.72
14.4 | 28.8 | 7.48 | 0.10709 | 28.8
14.2 | 28.4 | 7.48 | 0.10709 | 28.4
14.96 | 29.92 | 7.48 | 0.10709 | 29.92
16.52 | 33.04 | 7.48 | 0.10709 | 33.04
16.76 | 33.52 | 7.48 | 0.10709 | 33.52
16.52 | 33.04 | 7.48 | 0.10709 | 33.04
15.48 | 30.96 | 7.48 | 0.10709 | 30.96
22.24 | 44.48 | 7.48 | 0.10709 | 44.48
24.4 | 48.8 | 7.48 | 0.10709 | 48.8
24.16 | 48.32 | 7.48 | 0.12502 | 48.32
23.32 | 46.64 | 7.48 | 0.12502 | 46.64
22.72 | 45.44 | 7.48 | 0.12502 | 45.44
21.72 | 43.44 | 12.23 | 0.12502 | 43.44
20.72 | 41.44 | 12.23 | 0.12502 | 41.44
21.64 | 43.28 | 12.23 | 0.12502 | 43.28
22.88 | 45.76 | 12.23 | 0.12502 | 45.76
22.48 | 44.96 | 7.48 | 0.12502 | 44.96
23.2 | 46.4 | 7.48 | 0.12502 | 46.4
17.44 | 34.88 | 7.48 | 0.12502 | 34.88
15.6 | 31.2 | 7.48 | 0.10709 | 31.2
16.68 | 33.36 | 7.48 | 0.10709 | 33.36
16.44 | 32.88 | 7.48 | 0.10709 | 32.88
16.08 | 32.16 | 7.48 | 0.10709 | 32.16
16.6 | 33.2 | 7.48 | 0.10709 | 33.2
18.2 | 36.4 | 7.48 | 0.10709 | 36.4
13.96 | 27.92 | 7.48 | 0.10709 | 27.92
13.76 | 27.52 | 7.48 | 0.10709 | 27.52
14.84 | 29.68 | 7.48 | 0.10709 | 29.68
15.68 | 31.36 | 7.48 | 0.10709 | 31.36
22.4 | 44.8 | 7.48 | 0.10709 | 44.8
25.6 | 51.2 | 7.48 | 0.10709 | 51.2
27.76 | 55.52 | 7.48 | 0.10709 | 55.52
28.12 | 56.24 | 7.48 | 0.10709 | 56.24
28.96 | 57.92 | 7.48 | 0.12502 | 57.92
30.48 | 60.96 | 7.48 | 0.12502 | 60.96
27 | 54 | 7.48 | 0.12502 | 54
24.56 | 49.12 | 12.23 | 0.12502 | 49.12
24.44 | 48.88 | 12.23 | 0.12502 | 48.88
24.48 | 48.96 | 12.23 | 0.12502 | 48.96
25.32 | 50.64 | 12.23 | 0.12502 | 50.64
25.36 | 50.72 | 7.48 | 0.12502 | 50.72
26.92 | 53.84 | 7.48 | 0.12502 | 53.84
26.36 | 52.72 | 7.48 | 0.12502 | 52.72
26.44 | 52.88 | 7.48 | 0.10709 | 52.88
24.64 | 49.28 | 7.48 | 0.10709 | 49.28
15.8 | 31.6 | 7.48 | 0.10709 | 31.6
14.88 | 29.76 | 7.48 | 0.10709 | 29.76
14.12 | 28.24 | 7.48 | 0.10709 | 28.24
14.84 | 29.68 | 7.48 | 0.10709 | 29.68
13.48 | 26.96 | 7.48 | 0.10709 | 26.96
14.12 | 28.24 | 7.48 | 0.10709 | 28.24
15.08 | 30.16 | 7.48 | 0.10709 | 30.16
17.48 | 34.96 | 7.48 | 0.10709 | 34.96
23.36 | 46.72 | 7.48 | 0.10709 | 46.72
23.48 | 46.96 | 7.48 | 0.10709 | 46.96
26.04 | 52.08 | 7.48 | 0.10709 | 52.08
31.4 | 62.8 | 7.48 | 0.10709 | 62.8
27.56 | 55.12 | 7.48 | 0.12502 | 55.12
27.28 | 54.56 | 7.48 | 0.12502 | 54.56
26.2 | 52.4 | 7.48 | 0.12502 | 52.4
23.8 | 47.6 | 12.23 | 0.12502 | 47.6
22.88 | 45.76 | 12.23 | 0.12502 | 45.76
22.92 | 45.84 | 12.23 | 0.12502 | 45.84
25.04 | 50.08 | 12.23 | 0.12502 | 50.08
25.72 | 51.44 | 7.48 | 0.12502 | 51.44
25.72 | 51.44 | 7.48 | 0.12502 | 51.44
26.48 | 52.96 | 7.48 | 0.12502 | 52.96
24.48 | 48.96 | 7.48 | 0.10709 | 48.96
19.28 | 38.56 | 7.48 | 0.10709 | 38.56
14.88 | 29.76 | 7.48 | 0.10709 | 29.76
14.56 | 29.12 | 7.48 | 0.10709 | 29.12
13.96 | 27.92 | 7.48 | 0.10709 | 27.92
16.6 | 33.2 | 7.48 | 0.10709 | 33.2
18.28 | 36.56 | 7.48 | 0.10709 | 36.56
16.24 | 32.48 | 7.48 | 0.10709 | 32.48
14.8 | 29.6 | 7.48 | 0.10709 | 29.6
16.36 | 32.72 | 7.48 | 0.10709 | 32.72
22.84 | 45.68 | 7.48 | 0.10709 | 45.68
23.4 | 46.8 | 7.48 | 0.10709 | 46.8
24.16 | 48.32 | 7.48 | 0.10709 | 48.32
26.48 | 52.96 | 7.48 | 0.10709 | 52.96
28.92 | 57.84 | 7.48 | 0.12502 | 57.84
29.8 | 59.6 | 7.48 | 0.12502 | 59.6
26.52 | 53.04 | 7.48 | 0.12502 | 53.04
25.04 | 50.08 | 12.23 | 0.12502 | 50.08
24.72 | 49.44 | 12.23 | 0.12502 | 49.44
23.2 | 46.4 | 12.23 | 0.12502 | 46.4
25 | 50 | 12.23 | 0.12502 | 50
24.92 | 49.84 | 7.48 | 0.12502 | 49.84
25.56 | 51.12 | 7.48 | 0.12502 | 51.12
25.72 | 51.44 | 7.48 | 0.12502 | 51.44
24.56 | 49.12 | 7.48 | 0.10709 | 49.12
21.64 | 43.28 | 7.48 | 0.10709 | 43.28
16 | 32 | 7.48 | 0.10709 | 32
13.88 | 27.76 | 7.48 | 0.10709 | 27.76
13.56 | 27.12 | 7.48 | 0.10709 | 27.12
16.84 | 33.68 | 7.48 | 0.10709 | 33.68
18.16 | 36.32 | 7.48 | 0.10709 | 36.32
14.36 | 28.72 | 7.48 | 0.10709 | 28.72
13.2 | 26.4 | 7.48 | 0.10709 | 26.4
15 | 30 | 7.48 | 0.10709 | 30
21.72 | 43.44 | 7.48 | 0.10709 | 43.44
22.88 | 45.76 | 7.48 | 0.10709 | 45.76
25.56 | 51.12 | 7.48 | 0.10709 | 51.12
27.88 | 55.76 | 7.48 | 0.10709 | 55.76
32.48 | 64.96 | 7.48 | 0.12502 | 64.96
33.52 | 67.04 | 7.48 | 0.12502 | 67.04
29 | 58 | 7.48 | 0.12502 | 58
27.56 | 55.12 | 12.23 | 0.12502 | 55.12
26.88 | 53.76 | 12.23 | 0.12502 | 53.76
25.64 | 51.28 | 12.23 | 0.12502 | 51.28
26.44 | 52.88 | 12.23 | 0.12502 | 52.88
26.04 | 52.08 | 7.48 | 0.12502 | 52.08
26.24 | 52.48 | 7.48 | 0.12502 | 52.48
25.96 | 51.92 | 7.48 | 0.12502 | 51.92
25.92 | 51.84 | 7.48 | 0.10709 | 51.84
23.36 | 46.72 | 7.48 | 0.10709 | 46.72
20.96 | 41.92 | 7.48 | 0.10709 | 41.92
20.56 | 41.12 | 7.48 | 0.10709 | 41.12
19.96 | 39.92 | 7.48 | 0.10709 | 39.92
18.48 | 36.96 | 7.48 | 0.10709 | 36.96
14.8 | 29.6 | 7.48 | 0.10709 | 29.6
14.52 | 29.04 | 7.48 | 0.10709 | 29.04
14.96 | 29.92 | 7.48 | 0.10709 | 29.92
16.4 | 32.8 | 7.48 | 0.10709 | 32.8
23.68 | 47.36 | 7.48 | 0.10709 | 47.36
24.6 | 49.2 | 7.48 | 0.10709 | 49.2
27.36 | 54.72 | 7.48 | 0.10709 | 54.72
26.76 | 53.52 | 7.48 | 0.10709 | 53.52
27.48 | 54.96 | 7.48 | 0.10709 | 54.96
27.92 | 55.84 | 7.48 | 0.10709 | 55.84
26.88 | 53.76 | 7.48 | 0.10709 | 53.76
25.44 | 50.88 | 7.48 | 0.10709 | 50.88
24.36 | 48.72 | 7.48 | 0.10709 | 48.72
25.04 | 50.08 | 7.48 | 0.10709 | 50.08
26.24 | 52.48 | 7.48 | 0.10709 | 52.48
26.08 | 52.16 | 7.48 | 0.10709 | 52.16
26.92 | 53.84 | 7.48 | 0.10709 | 53.84
26.44 | 52.88 | 7.48 | 0.10709 | 52.88
25.44 | 50.88 | 7.48 | 0.10709 | 50.88
22.64 | 45.28 | 7.48 | 0.10709 | 45.28
20.08 | 40.16 | 7.48 | 0.10709 | 40.16
18 | 36 | 7.48 | 0.10709 | 36
17.12 | 34.24 | 7.48 | 0.10709 | 34.24
16.2 | 32.4 | 7.48 | 0.10709 | 32.4
15.4 | 30.8 | 7.48 | 0.10709 | 30.8
14.72 | 29.44 | 7.48 | 0.10709 | 29.44
15.96 | 31.92 | 7.48 | 0.10709 | 31.92
16.72 | 33.44 | 7.48 | 0.10709 | 33.44
16.4 | 32.8 | 7.48 | 0.10709 | 32.8
19.84 | 39.68 | 7.48 | 0.10709 | 39.68
21.8 | 43.6 | 7.48 | 0.10709 | 43.6
24.56 | 49.12 | 7.48 | 0.10709 | 49.12
24.5333 | 49.0667 | 7.48 | 0.10709 | 49.0667
25.2133 | 50.4267 | 7.48 | 0.10709 | 50.4267
24.12 | 48.24 | 7.48 | 0.10709 | 48.24
23.9067 | 47.8133 | 7.48 | 0.10709 | 47.8133
24.1067 | 48.2133 | 7.48 | 0.10709 | 48.2133
23.84 | 47.68 | 7.48 | 0.10709 | 47.68
26.28 | 52.56 | 7.48 | 0.10709 | 52.56
27.16 | 54.32 | 7.48 | 0.10709 | 54.32
23.56 | 47.12 | 7.48 | 0.10709 | 47.12
21.56 | 43.12 | 7.48 | 0.10709 | 43.12
21.8 | 43.6 | 7.48 | 0.10709 | 43.6
21.92 | 43.84 | 7.48 | 0.10709 | 43.84
17.28 | 34.56 | 7.48 | 0.10709 | 34.56
12.88 | 25.76 | 7.48 | 0.10709 | 25.76
15.68 | 31.36 | 7.48 | 0.10709 | 31.36
14.84 | 29.68 | 7.48 | 0.10709 | 29.68
17.72 | 35.44 | 7.48 | 0.10709 | 35.44
18.36 | 36.72 | 7.48 | 0.10709 | 36.72
17.08 | 34.16 | 7.48 | 0.10709 | 34.16
16.84 | 33.68 | 7.48 | 0.10709 | 33.68
16.4 | 32.8 | 7.48 | 0.10709 | 32.8
16.76 | 33.52 | 7.48 | 0.10709 | 33.52
21.88 | 43.76 | 7.48 | 0.10709 | 43.76
23.92 | 47.84 | 7.48 | 0.10709 | 47.84
23.16 | 46.32 | 7.48 | 0.12502 | 46.32
22.84 | 45.68 | 7.48 | 0.12502 | 45.68
23.04 | 46.08 | 7.48 | 0.12502 | 46.08
22.84 | 45.68 | 12.23 | 0.12502 | 45.68
23.02 | 46.04 | 12.23 | 0.12502 | 46.04
22.84 | 45.68 | 12.23 | 0.12502 | 45.68
24.6 | 49.2 | 12.23 | 0.12502 | 49.2
23.32 | 46.64 | 7.48 | 0.12502 | 46.64
21.32 | 42.64 | 7.48 | 0.12502 | 42.64
17 | 34 | 7.48 | 0.12502 | 34
16.56 | 33.12 | 7.48 | 0.10709 | 33.12
18.44 | 36.88 | 7.48 | 0.10709 | 36.88
16.52 | 33.04 | 7.48 | 0.10709 | 33.04
11.4 | 22.8 | 7.48 | 0.10709 | 22.8
10 | 20 | 7.48 | 0.10709 | 20
13.04 | 26.08 | 7.48 | 0.10709 | 26.08
14.88 | 29.76 | 7.48 | 0.10709 | 29.76
16.44 | 32.88 | 7.48 | 0.10709 | 32.88
16.16 | 32.32 | 7.48 | 0.10709 | 32.32
17.08 | 34.16 | 7.48 | 0.10709 | 34.16
22.64 | 45.28 | 7.48 | 0.10709 | 45.28
25.92 | 51.84 | 7.48 | 0.10709 | 51.84
28.72 | 57.44 | 7.48 | 0.10709 | 57.44
29.56 | 59.12 | 7.48 | 0.10709 | 59.12
34.24 | 68.48 | 7.48 | 0.12502 | 68.48
33.24 | 66.48 | 7.48 | 0.12502 | 66.48
29 | 58 | 7.48 | 0.12502 | 58
26.08 | 52.16 | 12.23 | 0.12502 | 52.16
23.72 | 47.44 | 12.23 | 0.12502 | 47.44
22.08 | 44.16 | 12.23 | 0.12502 | 44.16
23.88 | 47.76 | 12.23 | 0.12502 | 47.76
26.28 | 52.56 | 7.48 | 0.12502 | 52.56
27.28 | 54.56 | 7.48 | 0.12502 | 54.56
27.08 | 54.16 | 7.48 | 0.12502 | 54.16
27.2 | 54.4 | 7.48 | 0.10709 | 54.4
25.12 | 50.24 | 7.48 | 0.10709 | 50.24
18.56 | 37.12 | 7.48 | 0.10709 | 37.12
12.08 | 24.16 | 7.48 | 0.10709 | 24.16
10.28 | 20.56 | 7.48 | 0.10709 | 20.56
13.16 | 26.32 | 7.48 | 0.10709 | 26.32
16.32 | 32.64 | 7.48 | 0.10709 | 32.64
16.68 | 33.36 | 7.48 | 0.10709 | 33.36
16.12 | 32.24 | 7.48 | 0.10709 | 32.24
17.6 | 35.2 | 7.48 | 0.10709 | 35.2
21.88 | 43.76 | 7.48 | 0.10709 | 43.76
23.96 | 47.92 | 7.48 | 0.10709 | 47.92
26 | 52 | 7.48 | 0.10709 | 52
26.6 | 53.2 | 7.48 | 0.10709 | 53.2
27.4 | 54.8 | 7.48 | 0.12502 | 54.8
27.4 | 54.8 | 7.48 | 0.12502 | 54.8
25.56 | 51.12 | 7.48 | 0.12502 | 51.12
24.8 | 49.6 | 12.23 | 0.12502 | 49.6
23.24 | 46.48 | 12.23 | 0.12502 | 46.48
22.88 | 45.76 | 12.23 | 0.12502 | 45.76
25.72 | 51.44 | 12.23 | 0.12502 | 51.44
26.44 | 52.88 | 7.48 | 0.12502 | 52.88
26.08 | 52.16 | 7.48 | 0.12502 | 52.16
26.08 | 52.16 | 7.48 | 0.12502 | 52.16
25.56 | 51.12 | 7.48 | 0.10709 | 51.12
19.84 | 39.68 | 7.48 | 0.10709 | 39.68
15.12 | 30.24 | 7.48 | 0.10709 | 30.24
10.4 | 20.8 | 7.48 | 0.10709 | 20.8
8.52 | 17.04 | 7.48 | 0.10709 | 17.04
10.48 | 20.96 | 7.48 | 0.10709 | 20.96
13.4 | 26.8 | 7.48 | 0.10709 | 26.8
15.08 | 30.16 | 7.48 | 0.10709 | 30.16
15.52 | 31.04 | 7.48 | 0.10709 | 31.04
17 | 34 | 7.48 | 0.10709 | 34
22.36 | 44.72 | 7.48 | 0.10709 | 44.72
23.8 | 47.6 | 7.48 | 0.10709 | 47.6
29 | 58 | 7.48 | 0.10709 | 58
32.28 | 64.56 | 7.48 | 0.10709 | 64.56
33.92 | 67.84 | 7.48 | 0.12502 | 67.84
32.64 | 65.28 | 7.48 | 0.12502 | 65.28
29.48 | 58.96 | 7.48 | 0.12502 | 58.96
28 | 56 | 12.23 | 0.12502 | 56
27.12 | 54.24 | 12.23 | 0.12502 | 54.24
25.6 | 51.2 | 12.23 | 0.12502 | 51.2
25.84 | 51.68 | 12.23 | 0.12502 | 51.68
26.36 | 52.72 | 7.48 | 0.12502 | 52.72
26 | 52 | 7.48 | 0.12502 | 52
26.28 | 52.56 | 7.48 | 0.12502 | 52.56
25.1333 | 50.2667 | 7.48 | 0.10709 | 50.2667
22.04 | 44.08 | 7.48 | 0.10709 | 44.08
18.2267 | 36.4533 | 7.48 | 0.10709 | 36.4533
16.04 | 32.08 | 7.48 | 0.10709 | 32.08
13.0133 | 26.0267 | 7.48 | 0.10709 | 26.0267
10.76 | 21.52 | 7.48 | 0.10709 | 21.52
13.64 | 27.28 | 7.48 | 0.10709 | 27.28
14.96 | 29.92 | 7.48 | 0.10709 | 29.92
15.72 | 31.44 | 7.48 | 0.10709 | 31.44
15.6 | 31.2 | 7.48 | 0.10709 | 31.2
19.92 | 39.84 | 7.48 | 0.10709 | 39.84
23.08 | 46.16 | 7.48 | 0.10709 | 46.16
26.8 | 53.6 | 7.48 | 0.10709 | 53.6
27.44 | 54.88 | 7.48 | 0.10709 | 54.88
29.16 | 58.32 | 7.48 | 0.12502 | 58.32
31.84 | 63.68 | 7.48 | 0.12502 | 63.68
27.96 | 55.92 | 7.48 | 0.12502 | 55.92
24.8 | 49.6 | 12.23 | 0.12502 | 49.6
24.24 | 48.48 | 12.23 | 0.12502 | 48.48
24.88 | 49.76 | 12.23 | 0.12502 | 49.76
27.12 | 54.24 | 12.23 | 0.12502 | 54.24
26.08 | 52.16 | 7.48 | 0.12502 | 52.16
26 | 52 | 7.48 | 0.12502 | 52
25.64 | 51.28 | 7.48 | 0.12502 | 51.28
25.72 | 51.44 | 7.48 | 0.10709 | 51.44
24.04 | 48.08 | 7.48 | 0.10709 | 48.08
16.08 | 32.16 | 7.48 | 0.10709 | 32.16
10.2 | 20.4 | 7.48 | 0.10709 | 20.4
8.56 | 17.12 | 7.48 | 0.10709 | 17.12
9.72 | 19.44 | 7.48 | 0.10709 | 19.44
12.76 | 25.52 | 7.48 | 0.10709 | 25.52
14.8 | 29.6 | 7.48 | 0.10709 | 29.6
15.28 | 30.56 | 7.48 | 0.10709 | 30.56
15.68 | 31.36 | 7.48 | 0.10709 | 31.36
22.92 | 45.84 | 7.48 | 0.10709 | 45.84
24.44 | 48.88 | 7.48 | 0.10709 | 48.88
25.96 | 51.92 | 7.48 | 0.10709 | 51.92
29.6 | 59.2 | 7.48 | 0.10709 | 59.2
30.68 | 61.36 | 7.48 | 0.10709 | 61.36
29.2 | 58.4 | 7.48 | 0.10709 | 58.4
26.68 | 53.36 | 7.48 | 0.10709 | 53.36
25.76 | 51.52 | 7.48 | 0.10709 | 51.52
27.4 | 54.8 | 7.48 | 0.10709 | 54.8
23.68 | 47.36 | 7.48 | 0.10709 | 47.36
23.86 | 47.72 | 7.48 | 0.10709 | 47.72
24.88 | 49.76 | 7.48 | 0.10709 | 49.76
25.96 | 51.92 | 7.48 | 0.10709 | 51.92
26.12 | 52.24 | 7.48 | 0.10709 | 52.24
24.9371 | 49.8743 | 7.48 | 0.10709 | 49.8743
22.7428 | 45.4856 | 7.48 | 0.10709 | 45.4856
23.6 | 47.2 | 7.48 | 0.10709 | 47.2
16.6 | 33.2 | 7.48 | 0.10709 | 33.2
13.96 | 27.92 | 7.48 | 0.10709 | 27.92
13.6 | 27.2 | 7.48 | 0.10709 | 27.2
17.68 | 35.36 | 7.48 | 0.10709 | 35.36
15.36 | 30.72 | 7.48 | 0.10709 | 30.72
15.88 | 31.76 | 7.48 | 0.10709 | 31.76
15.72 | 31.44 | 7.48 | 0.10709 | 31.44
17.28 | 34.56 | 7.48 | 0.10709 | 34.56
21.12 | 42.24 | 7.48 | 0.10709 | 42.24
23.92 | 47.84 | 7.48 | 0.10709 | 47.84
24.28 | 48.56 | 7.48 | 0.10709 | 48.56
23.52 | 47.04 | 7.48 | 0.10709 | 47.04
23.96 | 47.92 | 7.48 | 0.10709 | 47.92
23.56 | 47.12 | 7.48 | 0.10709 | 47.12
23.12 | 46.24 | 7.48 | 0.10709 | 46.24
21.64 | 43.28 | 7.48 | 0.10709 | 43.28
21.56 | 43.12 | 7.48 | 0.10709 | 43.12
21.72 | 43.44 | 7.48 | 0.10709 | 43.44
22.6 | 45.2 | 7.48 | 0.10709 | 45.2
21.96 | 43.92 | 7.48 | 0.10709 | 43.92
22.04 | 44.08 | 7.48 | 0.10709 | 44.08
21.08 | 42.16 | 7.48 | 0.10709 | 42.16
21.24 | 42.48 | 7.48 | 0.10709 | 42.48
21 | 42 | 7.48 | 0.10709 | 42
17.84 | 35.68 | 7.48 | 0.10709 | 35.68
14 | 28 | 7.48 | 0.10709 | 28
13.44 | 26.88 | 7.48 | 0.10709 | 26.88
3.92 | 7.84 | 7.48 | 0.10709 | 7.84
14.64 | 29.28 | 7.48 | 0.10709 | 29.28
21.08 | 42.16 | 7.48 | 0.10709 | 42.16
19.72 | 39.44 | 7.48 | 0.10709 | 39.44
15.12 | 30.24 | 7.48 | 0.10709 | 30.24
15.8 | 31.6 | 7.48 | 0.10709 | 31.6
22.68 | 45.36 | 7.48 | 0.10709 | 45.36
21.96 | 43.92 | 7.48 | 0.10709 | 43.92
22.48 | 44.96 | 7.48 | 0.12502 | 44.96
22.96 | 45.92 | 7.48 | 0.12502 | 45.92
23.9333 | 47.8667 | 7.48 | 0.12502 | 47.8667
24.0867 | 48.1733 | 12.23 | 0.12502 | 48.1733
22.88 | 45.76 | 12.23 | 0.12502 | 45.76
22.8 | 45.6 | 12.23 | 0.12502 | 45.6
21.72 | 43.44 | 12.23 | 0.12502 | 43.44
23.04 | 46.08 | 7.48 | 0.12502 | 46.08
20.88 | 41.76 | 7.48 | 0.12502 | 41.76
19.64 | 39.28 | 7.48 | 0.12502 | 39.28
19.96 | 39.92 | 7.48 | 0.10709 | 39.92
21.76 | 43.52 | 7.48 | 0.10709 | 43.52
21.56 | 43.12 | 7.48 | 0.10709 | 43.12
17.04 | 34.08 | 7.48 | 0.10709 | 34.08
15.72 | 31.44 | 7.48 | 0.10709 | 31.44
12.4 | 24.8 | 7.48 | 0.10709 | 24.8
10.9829 | 21.9657 | 7.48 | 0.10709 | 21.9657
13.8172 | 27.6344 | 7.48 | 0.10709 | 27.6344
14.52 | 29.04 | 7.48 | 0.10709 | 29.04
15.6 | 31.2 | 7.48 | 0.10709 | 31.2
21.84 | 43.68 | 7.48 | 0.10709 | 43.68
25.64 | 51.28 | 7.48 | 0.10709 | 51.28
28.16 | 56.32 | 7.48 | 0.10709 | 56.32
27.64 | 55.28 | 7.48 | 0.10709 | 55.28
26.6 | 53.2 | 7.48 | 0.12502 | 53.2
30 | 60 | 7.48 | 0.12502 | 60
30.92 | 61.84 | 7.48 | 0.12502 | 61.84
23.52 | 47.04 | 12.23 | 0.12502 | 47.04
23.92 | 47.84 | 12.23 | 0.12502 | 47.84
21.76 | 43.52 | 12.23 | 0.12502 | 43.52
21.84 | 43.68 | 12.23 | 0.12502 | 43.68
24.8 | 49.6 | 7.48 | 0.12502 | 49.6
26.28 | 52.56 | 7.48 | 0.12502 | 52.56
28.08 | 56.16 | 7.48 | 0.12502 | 56.16
27.4 | 54.8 | 7.48 | 0.10709 | 54.8
25.92 | 51.84 | 7.48 | 0.10709 | 51.84
18.04 | 36.08 | 7.48 | 0.10709 | 36.08
13.64 | 27.28 | 7.48 | 0.10709 | 27.28
12 | 24 | 7.48 | 0.10709 | 24
11.6 | 23.2 | 7.48 | 0.10709 | 23.2
16 | 32 | 7.48 | 0.10709 | 32
15.12 | 30.24 | 7.48 | 0.10709 | 30.24
13.8 | 27.6 | 7.48 | 0.10709 | 27.6
17.12 | 34.24 | 7.48 | 0.10709 | 34.24
23.92 | 47.84 | 7.48 | 0.10709 | 47.84
24 | 48 | 7.48 | 0.10709 | 48
25.96 | 51.92 | 7.48 | 0.10709 | 51.92
25.6 | 51.2 | 7.48 | 0.10709 | 51.2
25.58 | 51.16 | 7.48 | 0.12502 | 51.16
25.88 | 51.76 | 7.48 | 0.12502 | 51.76
25.08 | 50.16 | 7.48 | 0.12502 | 50.16
24.72 | 49.44 | 12.23 | 0.12502 | 49.44
24.84 | 49.68 | 12.23 | 0.12502 | 49.68
24 | 48 | 12.23 | 0.12502 | 48
24.56 | 49.12 | 12.23 | 0.12502 | 49.12
25.84 | 51.68 | 7.48 | 0.12502 | 51.68
26.28 | 52.56 | 7.48 | 0.12502 | 52.56
25.88 | 51.76 | 7.48 | 0.12502 | 51.76
25.2 | 50.4 | 7.48 | 0.10709 | 50.4
20.24 | 40.48 | 7.48 | 0.10709 | 40.48
18.64 | 37.28 | 7.48 | 0.10709 | 37.28
13.64 | 27.28 | 7.48 | 0.10709 | 27.28
12.2 | 24.4 | 7.48 | 0.10709 | 24.4
12.32 | 24.64 | 7.48 | 0.10709 | 24.64
15.72 | 31.44 | 7.48 | 0.10709 | 31.44
15.44 | 30.88 | 7.48 | 0.10709 | 30.88
14.36 | 28.72 | 7.48 | 0.10709 | 28.72
16.48 | 32.96 | 7.48 | 0.10709 | 32.96
24.32 | 48.64 | 7.48 | 0.10709 | 48.64
25.52 | 51.04 | 7.48 | 0.10709 | 51.04
27.4 | 54.8 | 7.48 | 0.10709 | 54.8
28.32 | 56.64 | 7.48 | 0.10709 | 56.64
32.28 | 64.56 | 7.48 | 0.12502 | 64.56
29.4 | 58.8 | 7.48 | 0.12502 | 58.8
27.08 | 54.16 | 7.48 | 0.12502 | 54.16
25.36 | 50.72 | 12.23 | 0.12502 | 50.72
25.8 | 51.6 | 12.23 | 0.12502 | 51.6
24.72 | 49.44 | 12.23 | 0.12502 | 49.44
25.72 | 51.44 | 12.23 | 0.12502 | 51.44
27.16 | 54.32 | 7.48 | 0.12502 | 54.32
26.48 | 52.96 | 7.48 | 0.12502 | 52.96
26.6 | 53.2 | 7.48 | 0.12502 | 53.2
26.64 | 53.28 | 7.48 | 0.10709 | 53.28
25.08 | 50.16 | 7.48 | 0.10709 | 50.16
18.72 | 37.44 | 7.48 | 0.10709 | 37.44
10.8 | 21.6 | 7.48 | 0.10709 | 21.6
8.68 | 17.36 | 7.48 | 0.10709 | 17.36
9.28 | 18.56 | 7.48 | 0.10709 | 18.56
16.92 | 33.84 | 7.48 | 0.10709 | 33.84
17.16 | 34.32 | 7.48 | 0.10709 | 34.32
14.92 | 29.84 | 7.48 | 0.10709 | 29.84
18.04 | 36.08 | 7.48 | 0.10709 | 36.08
25.6 | 51.2 | 7.48 | 0.10709 | 51.2
25.92 | 51.84 | 7.48 | 0.10709 | 51.84
27.64 | 55.28 | 7.48 | 0.10709 | 55.28
27.48 | 54.96 | 7.48 | 0.10709 | 54.96
28.28 | 56.56 | 7.48 | 0.12502 | 56.56
30.488 | 60.976 | 7.48 | 0.12502 | 60.976
26.672 | 53.344 | 7.48 | 0.12502 | 53.344
23.96 | 47.92 | 12.23 | 0.12502 | 47.92
23.64 | 47.28 | 12.23 | 0.12502 | 47.28
23.56 | 47.12 | 12.23 | 0.12502 | 47.12
24.68 | 49.36 | 12.23 | 0.12502 | 49.36
26.44 | 52.88 | 7.48 | 0.12502 | 52.88
26.56 | 53.12 | 7.48 | 0.12502 | 53.12
24.8 | 49.6 | 7.48 | 0.12502 | 49.6
25.16 | 50.32 | 7.48 | 0.10709 | 50.32
22.4 | 44.8 | 7.48 | 0.10709 | 44.8
19.4 | 38.8 | 7.48 | 0.10709 | 38.8
15.5467 | 31.0933 | 7.48 | 0.10709 | 31.0933
15.0133 | 30.0267 | 7.48 | 0.10709 | 30.0267
14.6533 | 29.3067 | 7.48 | 0.10709 | 29.3067
14.2267 | 28.4533 | 7.48 | 0.10709 | 28.4533
14.68 | 29.36 | 7.48 | 0.10709 | 29.36
15.1333 | 30.2667 | 7.48 | 0.10709 | 30.2667
16.6267 | 33.2533 | 7.48 | 0.10709 | 33.2533
23.44 | 46.88 | 7.48 | 0.10709 | 46.88
26.08 | 52.16 | 7.48 | 0.10709 | 52.16
28.36 | 56.72 | 7.48 | 0.10709 | 56.72
27.24 | 54.48 | 7.48 | 0.10709 | 54.48
29.4 | 58.8 | 7.48 | 0.10709 | 58.8
28.68 | 57.36 | 7.48 | 0.10709 | 57.36
28.12 | 56.24 | 7.48 | 0.10709 | 56.24
25.92 | 51.84 | 7.48 | 0.10709 | 51.84
25.48 | 50.96 | 7.48 | 0.10709 | 50.96
25.92 | 51.84 | 7.48 | 0.10709 | 51.84
26.08 | 52.16 | 7.48 | 0.10709 | 52.16
28 | 56 | 7.48 | 0.10709 | 56
28.96 | 57.92 | 7.48 | 0.10709 | 57.92
28.72 | 57.44 | 7.48 | 0.10709 | 57.44
28.32 | 56.64 | 7.48 | 0.10709 | 56.64
26.28 | 52.56 | 7.48 | 0.10709 | 52.56
25 | 50 | 7.48 | 0.10709 | 50
19.72 | 39.44 | 7.48 | 0.10709 | 39.44
15.44 | 30.88 | 7.48 | 0.10709 | 30.88
14.04 | 28.08 | 7.48 | 0.10709 | 28.08
15.6 | 31.2 | 7.48 | 0.10709 | 31.2
18.12 | 36.24 | 7.48 | 0.10709 | 36.24
19.72 | 39.44 | 7.48 | 0.10709 | 39.44
16.4 | 32.8 | 7.48 | 0.10709 | 32.8
16.28 | 32.56 | 7.48 | 0.10709 | 32.56
23.84 | 47.68 | 7.48 | 0.10709 | 47.68
23.68 | 47.36 | 7.48 | 0.10709 | 47.36
22.8 | 45.6 | 7.48 | 0.10709 | 45.6
23.84 | 47.68 | 7.48 | 0.10709 | 47.68
25 | 50 | 7.48 | 0.10709 | 50
24.92 | 49.84 | 7.48 | 0.10709 | 49.84
25.32 | 50.64 | 7.48 | 0.10709 | 50.64
24.8 | 49.6 | 7.48 | 0.10709 | 49.6
24.48 | 48.96 | 7.48 | 0.10709 | 48.96
23.52 | 47.04 | 7.48 | 0.10709 | 47.04
23.4667 | 46.9333 | 7.48 | 0.10709 | 46.9333
21.96 | 43.92 | 7.48 | 0.10709 | 43.92
20.9733 | 41.9467 | 7.48 | 0.10709 | 41.9467
20.7867 | 41.5733 | 7.48 | 0.10709 | 41.5733
23.64 | 47.28 | 7.48 | 0.10709 | 47.28
21.84 | 43.68 | 7.48 | 0.10709 | 43.68
19.68 | 39.36 | 7.48 | 0.10709 | 39.36
16.56 | 33.12 | 7.48 | 0.10709 | 33.12
15.24 | 30.48 | 7.48 | 0.10709 | 30.48
18.04 | 36.08 | 7.48 | 0.10709 | 36.08
18.72 | 37.44 | 7.48 | 0.10709 | 37.44
19.24 | 38.48 | 7.48 | 0.10709 | 38.48
17.04 | 34.08 | 7.48 | 0.10709 | 34.08
17.52 | 35.04 | 7.48 | 0.10709 | 35.04
18.32 | 36.64 | 7.48 | 0.10709 | 36.64
23.56 | 47.12 | 7.48 | 0.10709 | 47.12
24.12 | 48.24 | 7.48 | 0.10709 | 48.24
24 | 48 | 7.48 | 0.12502 | 48
22.72 | 45.44 | 7.48 | 0.12502 | 45.44
22.5067 | 45.0133 | 7.48 | 0.12502 | 45.0133
23.28 | 46.56 | 12.23 | 0.12502 | 46.56
22.76 | 45.52 | 12.23 | 0.12502 | 45.52
22.68 | 45.36 | 12.23 | 0.12502 | 45.36
22.64 | 45.28 | 12.23 | 0.12502 | 45.28
23.36 | 46.72 | 7.48 | 0.12502 | 46.72
22.9733 | 45.9467 | 7.48 | 0.12502 | 45.9467
18.0933 | 36.1867 | 7.48 | 0.12502 | 36.1867
17.48 | 34.96 | 7.48 | 0.10709 | 34.96
17.9733 | 35.9467 | 7.48 | 0.10709 | 35.9467
17.32 | 34.64 | 7.48 | 0.10709 | 34.64
15.12 | 30.24 | 7.48 | 0.10709 | 30.24
14.16 | 28.32 | 7.48 | 0.10709 | 28.32
12.52 | 25.04 | 7.48 | 0.10709 | 25.04
11.84 | 23.68 | 7.48 | 0.10709 | 23.68
12.72 | 25.44 | 7.48 | 0.10709 | 25.44
13.24 | 26.48 | 7.48 | 0.10709 | 26.48
16.12 | 32.24 | 7.48 | 0.10709 | 32.24
21.4 | 42.8 | 7.48 | 0.10709 | 42.8
23.12 | 46.24 | 7.48 | 0.10709 | 46.24
29.12 | 58.24 | 7.48 | 0.10709 | 58.24
28.72 | 57.44 | 7.48 | 0.10709 | 57.44
29.68 | 59.36 | 7.48 | 0.12502 | 59.36
32.52 | 65.04 | 7.48 | 0.12502 | 65.04
27.72 | 55.44 | 7.48 | 0.12502 | 55.44
25.64 | 51.28 | 12.23 | 0.12502 | 51.28
24.32 | 48.64 | 12.23 | 0.12502 | 48.64
23.6 | 47.2 | 12.23 | 0.12502 | 47.2
22.12 | 44.24 | 12.23 | 0.12502 | 44.24
26.56 | 53.12 | 7.48 | 0.12502 | 53.12
27.76 | 55.52 | 7.48 | 0.12502 | 55.52
27.44 | 54.88 | 7.48 | 0.12502 | 54.88
26.8 | 53.6 | 7.48 | 0.10709 | 53.6
25.32 | 50.64 | 7.48 | 0.10709 | 50.64
20 | 40 | 7.48 | 0.10709 | 40
13.04 | 26.08 | 7.48 | 0.10709 | 26.08
9.88 | 19.76 | 7.48 | 0.10709 | 19.76
11.8 | 23.6 | 7.48 | 0.10709 | 23.6
13.6 | 27.2 | 7.48 | 0.10709 | 27.2
13.68 | 27.36 | 7.48 | 0.10709 | 27.36
14.2 | 28.4 | 7.48 | 0.10709 | 28.4
18.4 | 36.8 | 7.48 | 0.10709 | 36.8
25.64 | 51.28 | 7.48 | 0.10709 | 51.28
25 | 50 | 7.48 | 0.10709 | 50
28.28 | 56.56 | 7.48 | 0.10709 | 56.56
27.92 | 55.84 | 7.48 | 0.10709 | 55.84
29.88 | 59.76 | 7.48 | 0.12502 | 59.76
31.92 | 63.84 | 7.48 | 0.12502 | 63.84
26.68 | 53.36 | 7.48 | 0.12502 | 53.36
26.8 | 53.6 | 12.23 | 0.12502 | 53.6
26.16 | 52.32 | 12.23 | 0.12502 | 52.32
26.32 | 52.64 | 12.23 | 0.12502 | 52.64
25.68 | 51.36 | 12.23 | 0.12502 | 51.36
28.28 | 56.56 | 7.48 | 0.12502 | 56.56
25.44 | 50.88 | 7.48 | 0.12502 | 50.88
25.16 | 50.32 | 7.48 | 0.12502 | 50.32
25.04 | 50.08 | 7.48 | 0.10709 | 50.08
19 | 38 | 7.48 | 0.10709 | 38
16.12 | 32.24 | 7.48 | 0.10709 | 32.24
11.24 | 22.48 | 7.48 | 0.10709 | 22.48
9.12 | 18.24 | 7.48 | 0.10709 | 18.24
11.52 | 23.04 | 7.48 | 0.10709 | 23.04
12.08 | 24.16 | 7.48 | 0.10709 | 24.16
13.36 | 26.72 | 7.48 | 0.10709 | 26.72
14.96 | 29.92 | 7.48 | 0.10709 | 29.92
17.28 | 34.56 | 7.48 | 0.10709 | 34.56
24.56 | 49.12 | 7.48 | 0.10709 | 49.12
26.52 | 53.04 | 7.48 | 0.10709 | 53.04
28.4 | 56.8 | 7.48 | 0.10709 | 56.8
28.76 | 57.52 | 7.48 | 0.10709 | 57.52
29.68 | 59.36 | 7.48 | 0.12502 | 59.36
31.2 | 62.4 | 7.48 | 0.12502 | 62.4
28.28 | 56.56 | 7.48 | 0.12502 | 56.56
27 | 54 | 12.23 | 0.12502 | 54
25.04 | 50.08 | 12.23 | 0.12502 | 50.08
23 | 46 | 12.23 | 0.12502 | 46
24 | 48 | 12.23 | 0.12502 | 48
25.36 | 50.72 | 7.48 | 0.12502 | 50.72
25.24 | 50.48 | 7.48 | 0.12502 | 50.48
24.52 | 49.04 | 7.48 | 0.12502 | 49.04
25.56 | 51.12 | 7.48 | 0.10709 | 51.12
25.56 | 51.12 | 7.48 | 0.10709 | 51.12
21.88 | 43.76 | 7.48 | 0.10709 | 43.76
13.4 | 26.8 | 7.48 | 0.10709 | 26.8
11.6 | 23.2 | 7.48 | 0.10709 | 23.2
13.8 | 27.6 | 7.48 | 0.10709 | 27.6
20.68 | 41.36 | 7.48 | 0.10709 | 41.36
17.16 | 34.32 | 7.48 | 0.10709 | 34.32
13.72 | 27.44 | 7.48 | 0.10709 | 27.44
16.76 | 33.52 | 7.48 | 0.10709 | 33.52
25.2 | 50.4 | 7.48 | 0.10709 | 50.4
26.28 | 52.56 | 7.48 | 0.10709 | 52.56
28.24 | 56.48 | 7.48 | 0.10709 | 56.48
28.48 | 56.96 | 7.48 | 0.10709 | 56.96
29.84 | 59.68 | 7.48 | 0.12502 | 59.68
29.8 | 59.6 | 7.48 | 0.12502 | 59.6
27.72 | 55.44 | 7.48 | 0.12502 | 55.44
25.8 | 51.6 | 12.23 | 0.12502 | 51.6
24.56 | 49.12 | 12.23 | 0.12502 | 49.12
24.6 | 49.2 | 12.23 | 0.12502 | 49.2
23.92 | 47.84 | 12.23 | 0.12502 | 47.84
24.2 | 48.4 | 7.48 | 0.12502 | 48.4
25 | 50 | 7.48 | 0.12502 | 50
25.84 | 51.68 | 7.48 | 0.12502 | 51.68
27.08 | 54.16 | 7.48 | 0.10709 | 54.16
24.68 | 49.36 | 7.48 | 0.10709 | 49.36
16.96 | 33.92 | 7.48 | 0.10709 | 33.92
11.52 | 23.04 | 7.48 | 0.10709 | 23.04
9.8 | 19.6 | 7.48 | 0.10709 | 19.6
11.68 | 23.36 | 7.48 | 0.10709 | 23.36
11.64 | 23.28 | 7.48 | 0.10709 | 23.28
12.76 | 25.52 | 7.48 | 0.10709 | 25.52
14.48 | 28.96 | 7.48 | 0.10709 | 28.96
17.48 | 34.96 | 7.48 | 0.10709 | 34.96
23.72 | 47.44 | 7.48 | 0.10709 | 47.44
26.24 | 52.48 | 7.48 | 0.10709 | 52.48
29.6 | 59.2 | 7.48 | 0.10709 | 59.2
28.32 | 56.64 | 7.48 | 0.10709 | 56.64
30.24 | 60.48 | 7.48 | 0.10709 | 60.48
32.4 | 64.8 | 7.48 | 0.10709 | 64.8
28 | 56 | 7.48 | 0.10709 | 56
26.28 | 52.56 | 7.48 | 0.10709 | 52.56
25.56 | 51.12 | 7.48 | 0.10709 | 51.12
25.48 | 50.96 | 7.48 | 0.10709 | 50.96
24.72 | 49.44 | 7.48 | 0.10709 | 49.44
25.6 | 51.2 | 7.48 | 0.10709 | 51.2
27.48 | 54.96 | 7.48 | 0.10709 | 54.96
26.44 | 52.88 | 7.48 | 0.10709 | 52.88
25.64 | 51.28 | 7.48 | 0.10709 | 51.28
20.24 | 40.48 | 7.48 | 0.10709 | 40.48
19.92 | 39.84 | 7.48 | 0.10709 | 39.84
13.52 | 27.04 | 7.48 | 0.10709 | 27.04
10.16 | 20.32 | 7.48 | 0.10709 | 20.32
9.6 | 19.2 | 7.48 | 0.10709 | 19.2
12.32 | 24.64 | 7.48 | 0.10709 | 24.64
13.84 | 27.68 | 7.48 | 0.10709 | 27.68
16.12 | 32.24 | 7.48 | 0.10709 | 32.24
16.76 | 33.52 | 7.48 | 0.10709 | 33.52
18.24 | 36.48 | 7.48 | 0.10709 | 36.48
24.68 | 49.36 | 7.48 | 0.10709 | 49.36
24.68 | 49.36 | 7.48 | 0.10709 | 49.36
24.32 | 48.64 | 7.48 | 0.10709 | 48.64
22.04 | 44.08 | 7.48 | 0.10709 | 44.08
23.68 | 47.36 | 7.48 | 0.10709 | 47.36
23.32 | 46.64 | 7.48 | 0.10709 | 46.64
23.88 | 47.76 | 7.48 | 0.10709 | 47.76
22.96 | 45.92 | 7.48 | 0.10709 | 45.92
22.76 | 45.52 | 7.48 | 0.10709 | 45.52
22.12 | 44.24 | 7.48 | 0.10709 | 44.24
23.32 | 46.64 | 7.48 | 0.10709 | 46.64
22.12 | 44.24 | 7.48 | 0.10709 | 44.24
21.16 | 42.32 | 7.48 | 0.10709 | 42.32
22.92 | 45.84 | 7.48 | 0.10709 | 45.84
22.84 | 45.68 | 7.48 | 0.10709 | 45.68
22.8 | 45.6 | 7.48 | 0.10709 | 45.6
19.2 | 38.4 | 7.48 | 0.10709 | 38.4
17.04 | 34.08 | 7.48 | 0.10709 | 34.08
15.04 | 30.08 | 7.48 | 0.10709 | 30.08
16.64 | 33.28 | 7.48 | 0.10709 | 33.28
18.2 | 36.4 | 7.48 | 0.10709 | 36.4
20.4 | 40.8 | 7.48 | 0.10709 | 40.8
18.96 | 37.92 | 7.48 | 0.10709 | 37.92
16.76 | 33.52 | 7.48 | 0.10709 | 33.52
19.2 | 38.4 | 7.48 | 0.10709 | 38.4
23.76 | 47.52 | 7.48 | 0.10709 | 47.52
23.56 | 47.12 | 7.48 | 0.10709 | 47.12
24.76 | 49.52 | 7.48 | 0.12502 | 49.52
24.24 | 48.48 | 7.48 | 0.12502 | 48.48
24.56 | 49.12 | 7.48 | 0.12502 | 49.12
24.6 | 49.2 | 12.23 | 0.12502 | 49.2
23.32 | 46.64 | 12.23 | 0.12502 | 46.64
23.32 | 46.64 | 12.23 | 0.12502 | 46.64
23.9 | 47.8 | 12.23 | 0.12502 | 47.8
23.16 | 46.32 | 7.48 | 0.12502 | 46.32
22.26 | 44.52 | 7.48 | 0.12502 | 44.52
21.56 | 43.12 | 7.48 | 0.12502 | 43.12
21.32 | 42.64 | 7.48 | 0.10709 | 42.64
23.44 | 46.88 | 7.48 | 0.10709 | 46.88
22.96 | 45.92 | 7.48 | 0.10709 | 45.92
17.68 | 35.36 | 7.48 | 0.10709 | 35.36
16.04 | 32.08 | 7.48 | 0.10709 | 32.08
15.16 | 30.32 | 7.48 | 0.10709 | 30.32
13.56 | 27.12 | 7.48 | 0.10709 | 27.12
14.04 | 28.08 | 7.48 | 0.10709 | 28.08
15.6 | 31.2 | 7.48 | 0.10709 | 31.2
17.44 | 34.88 | 7.48 | 0.10709 | 34.88
23.84 | 47.68 | 7.48 | 0.10709 | 47.68
25.2 | 50.4 | 7.48 | 0.10709 | 50.4
28.88 | 57.76 | 7.48 | 0.10709 | 57.76
28.52 | 57.04 | 7.48 | 0.10709 | 57.04
31.4 | 62.8 | 7.48 | 0.12502 | 62.8
33.44 | 66.88 | 7.48 | 0.12502 | 66.88
28.92 | 57.84 | 7.48 | 0.12502 | 57.84
25.44 | 50.88 | 12.23 | 0.12502 | 50.88
24.04 | 48.08 | 12.23 | 0.12502 | 48.08
23.32 | 46.64 | 12.23 | 0.12502 | 46.64
23.04 | 46.08 | 12.23 | 0.12502 | 46.08
23.36 | 46.72 | 7.48 | 0.12502 | 46.72
26.56 | 53.12 | 7.48 | 0.12502 | 53.12
26.36 | 52.72 | 7.48 | 0.12502 | 52.72
25.52 | 51.04 | 7.48 | 0.10709 | 51.04
25.48 | 50.96 | 7.48 | 0.10709 | 50.96
17.88 | 35.76 | 7.48 | 0.10709 | 35.76
12.04 | 24.08 | 7.48 | 0.10709 | 24.08
10.4 | 20.8 | 7.48 | 0.10709 | 20.8
11.88 | 23.76 | 7.48 | 0.10709 | 23.76
13.56 | 27.12 | 7.48 | 0.10709 | 27.12
14 | 28 | 7.48 | 0.10709 | 28
15.64 | 31.28 | 7.48 | 0.10709 | 31.28
19.32 | 38.64 | 7.48 | 0.10709 | 38.64
25.32 | 50.64 | 7.48 | 0.10709 | 50.64
25.44 | 50.88 | 7.48 | 0.10709 | 50.88
27.28 | 54.56 | 7.48 | 0.10709 | 54.56
28.44 | 56.88 | 7.48 | 0.10709 | 56.88
32 | 64 | 7.48 | 0.12502 | 64
30.92 | 61.84 | 7.48 | 0.12502 | 61.84
28.08 | 56.16 | 7.48 | 0.12502 | 56.16
26.2 | 52.4 | 12.23 | 0.12502 | 52.4
24.4 | 48.8 | 12.23 | 0.12502 | 48.8
25 | 50 | 12.23 | 0.12502 | 50
25.64 | 51.28 | 12.23 | 0.12502 | 51.28
25.28 | 50.56 | 7.48 | 0.12502 | 50.56
24.68 | 49.36 | 7.48 | 0.12502 | 49.36
23.72 | 47.44 | 7.48 | 0.12502 | 47.44
24.12 | 48.24 | 7.48 | 0.10709 | 48.24
18.48 | 36.96 | 7.48 | 0.10709 | 36.96
18 | 36 | 7.48 | 0.10709 | 36
12.68 | 25.36 | 7.48 | 0.10709 | 25.36
11.08 | 22.16 | 7.48 | 0.10709 | 22.16
13.6 | 27.2 | 7.48 | 0.10709 | 27.2
19.1133 | 38.2267 | 7.48 | 0.10709 | 38.2267
16.8667 | 33.7334 | 7.48 | 0.10709 | 33.7334
15.2 | 30.4 | 7.48 | 0.10709 | 30.4
18.04 | 36.08 | 7.48 | 0.10709 | 36.08
24.76 | 49.52 | 7.48 | 0.10709 | 49.52
26.8 | 53.6 | 7.48 | 0.10709 | 53.6
26.12 | 52.24 | 7.48 | 0.10709 | 52.24
27.36 | 54.72 | 7.48 | 0.10709 | 54.72
27.6 | 55.2 | 7.48 | 0.12502 | 55.2
30.52 | 61.04 | 7.48 | 0.12502 | 61.04
29.08 | 58.16 | 7.48 | 0.12502 | 58.16
27.04 | 54.08 | 12.23 | 0.12502 | 54.08
27.28 | 54.56 | 12.23 | 0.12502 | 54.56
25.28 | 50.56 | 12.23 | 0.12502 | 50.56
23.32 | 46.64 | 12.23 | 0.12502 | 46.64
25.24 | 50.48 | 7.48 | 0.12502 | 50.48
25 | 50 | 7.48 | 0.12502 | 50
24.32 | 48.64 | 7.48 | 0.12502 | 48.64
25.32 | 50.64 | 7.48 | 0.10709 | 50.64
20.24 | 40.48 | 7.48 | 0.10709 | 40.48
17.48 | 34.96 | 7.48 | 0.10709 | 34.96
12.12 | 24.24 | 7.48 | 0.10709 | 24.24
10.4 | 20.8 | 7.48 | 0.10709 | 20.8
11.92 | 23.84 | 7.48 | 0.10709 | 23.84
12.24 | 24.48 | 7.48 | 0.10709 | 24.48
13.76 | 27.52 | 7.48 | 0.10709 | 27.52
15.48 | 30.96 | 7.48 | 0.10709 | 30.96
18.88 | 37.76 | 7.48 | 0.10709 | 37.76
25.28 | 50.56 | 7.48 | 0.10709 | 50.56
26 | 52 | 7.48 | 0.10709 | 52
28.48 | 56.96 | 7.48 | 0.10709 | 56.96
31.32 | 62.64 | 7.48 | 0.10709 | 62.64
27.64 | 55.28 | 7.48 | 0.12502 | 55.28
28.36 | 56.72 | 7.48 | 0.12502 | 56.72
27.68 | 55.36 | 7.48 | 0.12502 | 55.36
26.4 | 52.8 | 12.23 | 0.12502 | 52.8
25.92 | 51.84 | 12.23 | 0.12502 | 51.84
25.12 | 50.24 | 12.23 | 0.12502 | 50.24
24.48 | 48.96 | 12.23 | 0.12502 | 48.96
25.72 | 51.44 | 7.48 | 0.12502 | 51.44
26.2 | 52.4 | 7.48 | 0.12502 | 52.4
24.72 | 49.44 | 7.48 | 0.12502 | 49.44
24.7333 | 49.4667 | 7.48 | 0.10709 | 49.4667
21.2267 | 42.4534 | 7.48 | 0.10709 | 42.4534
17.24 | 34.48 | 7.48 | 0.10709 | 34.48
11.92 | 23.84 | 7.48 | 0.10709 | 23.84
10.08 | 20.16 | 7.48 | 0.10709 | 20.16
12.08 | 24.16 | 7.48 | 0.10709 | 24.16
13.24 | 26.48 | 7.48 | 0.10709 | 26.48
14.2 | 28.4 | 7.48 | 0.10709 | 28.4
15.88 | 31.76 | 7.48 | 0.10709 | 31.76
18.36 | 36.72 | 7.48 | 0.10709 | 36.72
25.36 | 50.72 | 7.48 | 0.10709 | 50.72
26.72 | 53.44 | 7.48 | 0.10709 | 53.44
28.24 | 56.48 | 7.48 | 0.10709 | 56.48
28 | 56 | 7.48 | 0.10709 | 56
32.88 | 65.76 | 7.48 | 0.10709 | 65.76
29.76 | 59.52 | 7.48 | 0.10709 | 59.52
29.12 | 58.24 | 7.48 | 0.10709 | 58.24
28.32 | 56.64 | 7.48 | 0.10709 | 56.64
29.44 | 58.88 | 7.48 | 0.10709 | 58.88
27.24 | 54.48 | 7.48 | 0.10709 | 54.48
25.8 | 51.6 | 7.48 | 0.10709 | 51.6
25.76 | 51.52 | 7.48 | 0.10709 | 51.52
26 | 52 | 7.48 | 0.10709 | 52
26.32 | 52.64 | 7.48 | 0.10709 | 52.64
25.4 | 50.8 | 7.48 | 0.10709 | 50.8
20.28 | 40.56 | 7.48 | 0.10709 | 40.56
18.96 | 37.92 | 7.48 | 0.10709 | 37.92
11.24 | 22.48 | 7.48 | 0.10709 | 22.48
9.52 | 19.04 | 7.48 | 0.10709 | 19.04
9.44 | 18.88 | 7.48 | 0.10709 | 18.88
11.88 | 23.76 | 7.48 | 0.10709 | 23.76
13.64 | 27.28 | 7.48 | 0.10709 | 27.28
15.56 | 31.12 | 7.48 | 0.10709 | 31.12
16.44 | 32.88 | 7.48 | 0.10709 | 32.88
16.08 | 32.16 | 7.48 | 0.10709 | 32.16
24.6 | 49.2 | 7.48 | 0.10709 | 49.2
23.48 | 46.96 | 7.48 | 0.10709 | 46.96
24.28 | 48.56 | 7.48 | 0.10709 | 48.56
22.04 | 44.08 | 7.48 | 0.10709 | 44.08
22.6 | 45.2 | 7.48 | 0.10709 | 45.2
22.56 | 45.12 | 7.48 | 0.10709 | 45.12
22.84 | 45.68 | 7.48 | 0.10709 | 45.68
23.8 | 47.6 | 7.48 | 0.10709 | 47.6
23.56 | 47.12 | 7.48 | 0.10709 | 47.12
23.92 | 47.84 | 7.48 | 0.10709 | 47.84
25.72 | 51.44 | 7.48 | 0.10709 | 51.44
23.4 | 46.8 | 7.48 | 0.10709 | 46.8
23 | 46 | 7.48 | 0.10709 | 46
23.04 | 46.08 | 7.48 | 0.10709 | 46.08
23.84 | 47.68 | 7.48 | 0.10709 | 47.68
20.84 | 41.68 | 7.48 | 0.10709 | 41.68
14 | 28 | 7.48 | 0.10709 | 28
10.32 | 20.64 | 7.48 | 0.10709 | 20.64
10 | 20 | 7.48 | 0.10709 | 20
12.8 | 25.6 | 7.48 | 0.10709 | 25.6
15.04 | 30.08 | 7.48 | 0.10709 | 30.08
21.56 | 43.12 | 7.48 | 0.10709 | 43.12
19.12 | 38.24 | 7.48 | 0.10709 | 38.24
17.44 | 34.88 | 7.48 | 0.10709 | 34.88
18.64 | 37.28 | 7.48 | 0.10709 | 37.28
23 | 46 | 7.48 | 0.10709 | 46
23.32 | 46.64 | 7.48 | 0.10709 | 46.64
23.24 | 46.48 | 7.48 | 0.12502 | 46.48
23.64 | 47.28 | 7.48 | 0.12502 | 47.28
23.08 | 46.16 | 7.48 | 0.12502 | 46.16
23.44 | 46.88 | 12.23 | 0.12502 | 46.88
23.68 | 47.36 | 12.23 | 0.12502 | 47.36
23.72 | 47.44 | 12.23 | 0.12502 | 47.44
23.6 | 47.2 | 12.23 | 0.12502 | 47.2
21.96 | 43.92 | 7.48 | 0.12502 | 43.92
21.4 | 42.8 | 7.48 | 0.12502 | 42.8
20.36 | 40.72 | 7.48 | 0.12502 | 40.72
21.32 | 42.64 | 7.48 | 0.10709 | 42.64
22.96 | 45.92 | 7.48 | 0.10709 | 45.92
23.24 | 46.48 | 7.48 | 0.10709 | 46.48
17.88 | 35.76 | 7.48 | 0.10709 | 35.76
16.04 | 32.08 | 7.48 | 0.10709 | 32.08
16.44 | 32.88 | 7.48 | 0.10709 | 32.88
18.84 | 37.68 | 7.48 | 0.10709 | 37.68
14.28 | 28.56 | 7.48 | 0.10709 | 28.56
15.56 | 31.12 | 7.48 | 0.10709 | 31.12
18.16 | 36.32 | 7.48 | 0.10709 | 36.32
23.92 | 47.84 | 7.48 | 0.10709 | 47.84
27.72 | 55.44 | 7.48 | 0.10709 | 55.44
30 | 60 | 7.48 | 0.10709 | 60
32.52 | 65.04 | 7.48 | 0.10709 | 65.04
34.4 | 68.8 | 7.48 | 0.12502 | 68.8
30.64 | 61.28 | 7.48 | 0.12502 | 61.28
29.4 | 58.8 | 7.48 | 0.12502 | 58.8
28.28 | 56.56 | 12.23 | 0.12502 | 56.56
27.4 | 54.8 | 12.23 | 0.12502 | 54.8
25.04 | 50.08 | 12.23 | 0.12502 | 50.08
24.72 | 49.44 | 12.23 | 0.12502 | 49.44
24.92 | 49.84 | 7.48 | 0.12502 | 49.84
26.36 | 52.72 | 7.48 | 0.12502 | 52.72
26.64 | 53.28 | 7.48 | 0.12502 | 53.28
27.16 | 54.32 | 7.48 | 0.10709 | 54.32
24.04 | 48.08 | 7.48 | 0.10709 | 48.08
17.68 | 35.36 | 7.48 | 0.10709 | 35.36
12.76 | 25.52 | 7.48 | 0.10709 | 25.52
11.16 | 22.32 | 7.48 | 0.10709 | 22.32
11.2 | 22.4 | 7.48 | 0.10709 | 22.4
13.4 | 26.8 | 7.48 | 0.10709 | 26.8
13.4 | 26.8 | 7.48 | 0.10709 | 26.8
15.16 | 30.32 | 7.48 | 0.10709 | 30.32
18 | 36 | 7.48 | 0.10709 | 36
24.48 | 48.96 | 7.48 | 0.10709 | 48.96
25.16 | 50.32 | 7.48 | 0.10709 | 50.32
27.72 | 55.44 | 7.48 | 0.10709 | 55.44
30.04 | 60.08 | 7.48 | 0.10709 | 60.08
32.08 | 64.16 | 7.48 | 0.12502 | 64.16
29.72 | 59.44 | 7.48 | 0.12502 | 59.44
27.64 | 55.28 | 7.48 | 0.12502 | 55.28
26.08 | 52.16 | 12.23 | 0.12502 | 52.16
25.08 | 50.16 | 12.23 | 0.12502 | 50.16
24.6 | 49.2 | 12.23 | 0.12502 | 49.2
24.12 | 48.24 | 12.23 | 0.12502 | 48.24
27.12 | 54.24 | 7.48 | 0.12502 | 54.24
26.72 | 53.44 | 7.48 | 0.12502 | 53.44
26.44 | 52.88 | 7.48 | 0.12502 | 52.88
26.44 | 52.88 | 7.48 | 0.10709 | 52.88
25.24 | 50.48 | 7.48 | 0.10709 | 50.48
18 | 36 | 7.48 | 0.10709 | 36
13.24 | 26.48 | 7.48 | 0.10709 | 26.48
10.48 | 20.96 | 7.48 | 0.10709 | 20.96
14 | 28 | 7.48 | 0.10709 | 28
17.04 | 34.08 | 7.48 | 0.10709 | 34.08
13.52 | 27.04 | 7.48 | 0.10709 | 27.04
14.52 | 29.04 | 7.48 | 0.10709 | 29.04
16.56 | 33.12 | 7.48 | 0.10709 | 33.12
24.8444 | 49.6889 | 7.48 | 0.10709 | 49.6889
25.5822 | 51.1645 | 7.48 | 0.10709 | 51.1645
26.2933 | 52.5867 | 7.48 | 0.10709 | 52.5867
28.12 | 56.24 | 7.48 | 0.10709 | 56.24
30.44 | 60.88 | 7.48 | 0.12502 | 60.88
31.28 | 62.56 | 7.48 | 0.12502 | 62.56
32 | 64 | 7.48 | 0.12502 | 64
29.08 | 58.16 | 12.23 | 0.12502 | 58.16
25.32 | 50.64 | 12.23 | 0.12502 | 50.64
23.16 | 46.32 | 12.23 | 0.12502 | 46.32
24.32 | 48.64 | 12.23 | 0.12502 | 48.64
27.2 | 54.4 | 7.48 | 0.12502 | 54.4
26.68 | 53.36 | 7.48 | 0.12502 | 53.36
26 | 52 | 7.48 | 0.12502 | 52
25.36 | 50.72 | 7.48 | 0.10709 | 50.72
24.28 | 48.56 | 7.48 | 0.10709 | 48.56
20.68 | 41.36 | 7.48 | 0.10709 | 41.36
16.04 | 32.08 | 7.48 | 0.10709 | 32.08
14.8 | 29.6 | 7.48 | 0.10709 | 29.6
12.28 | 24.56 | 7.48 | 0.10709 | 24.56
10.84 | 21.68 | 7.48 | 0.10709 | 21.68
13.64 | 27.28 | 7.48 | 0.10709 | 27.28
14.68 | 29.36 | 7.48 | 0.10709 | 29.36
16.68 | 33.36 | 7.48 | 0.10709 | 33.36
24.84 | 49.68 | 7.48 | 0.10709 | 49.68
25.64 | 51.28 | 7.48 | 0.10709 | 51.28
27.12 | 54.24 | 7.48 | 0.10709 | 54.24
27.48 | 54.96 | 7.48 | 0.10709 | 54.96
29.28 | 58.56 | 7.48 | 0.12502 | 58.56
30.48 | 60.96 | 7.48 | 0.12502 | 60.96
27.84 | 55.68 | 7.48 | 0.12502 | 55.68
24.52 | 49.04 | 12.23 | 0.12502 | 49.04
24.12 | 48.24 | 12.23 | 0.12502 | 48.24
27.12 | 54.24 | 12.23 | 0.12502 | 54.24
27.48 | 54.96 | 12.23 | 0.12502 | 54.96
26.32 | 52.64 | 7.48 | 0.12502 | 52.64
26.64 | 53.28 | 7.48 | 0.12502 | 53.28
26.2 | 52.4 | 7.48 | 0.12502 | 52.4
26.04 | 52.08 | 7.48 | 0.10709 | 52.08
22.88 | 45.76 | 7.48 | 0.10709 | 45.76
16.6 | 33.2 | 7.48 | 0.10709 | 33.2
12.56 | 25.12 | 7.48 | 0.10709 | 25.12
11 | 22 | 7.48 | 0.10709 | 22
11.0267 | 22.0533 | 7.48 | 0.10709 | 22.0533
12.5467 | 25.0933 | 7.48 | 0.10709 | 25.0933
13.92 | 27.84 | 7.48 | 0.10709 | 27.84
14.0267 | 28.0533 | 7.48 | 0.10709 | 28.0533
16.6 | 33.2 | 7.48 | 0.10709 | 33.2
24.68 | 49.36 | 7.48 | 0.10709 | 49.36
25.36 | 50.72 | 7.48 | 0.10709 | 50.72
27.4 | 54.8 | 7.48 | 0.10709 | 54.8
27.44 | 54.88 | 7.48 | 0.10709 | 54.88
31.76 | 63.52 | 7.48 | 0.10709 | 63.52
30.68 | 61.36 | 7.48 | 0.10709 | 61.36
28.04 | 56.08 | 7.48 | 0.10709 | 56.08
25.96 | 51.92 | 7.48 | 0.10709 | 51.92
25.56 | 51.12 | 7.48 | 0.10709 | 51.12
25.4 | 50.8 | 7.48 | 0.10709 | 50.8
26.04 | 52.08 | 7.48 | 0.10709 | 52.08
28.04 | 56.08 | 7.48 | 0.10709 | 56.08
28.36 | 56.72 | 7.48 | 0.10709 | 56.72
27.36 | 54.72 | 7.48 | 0.10709 | 54.72
27.8 | 55.6 | 7.48 | 0.10709 | 55.6
27.16 | 54.32 | 7.48 | 0.10709 | 54.32
25.36 | 50.72 | 7.48 | 0.10709 | 50.72
17.12 | 34.24 | 7.48 | 0.10709 | 34.24
15.44 | 30.88 | 7.48 | 0.10709 | 30.88
15.32 | 30.64 | 7.48 | 0.10709 | 30.64
17.84 | 35.68 | 7.48 | 0.10709 | 35.68
19.6 | 39.2 | 7.48 | 0.10709 | 39.2
21.52 | 43.04 | 7.48 | 0.10709 | 43.04
19.04 | 38.08 | 7.48 | 0.10709 | 38.08
18.12 | 36.24 | 7.48 | 0.10709 | 36.24
23.68 | 47.36 | 7.48 | 0.10709 | 47.36
26.28 | 52.56 | 7.48 | 0.10709 | 52.56
27.32 | 54.64 | 7.48 | 0.10709 | 54.64
25.64 | 51.28 | 7.48 | 0.10709 | 51.28
26.64 | 53.28 | 7.48 | 0.10709 | 53.28
24.72 | 49.44 | 7.48 | 0.10709 | 49.44
26.08 | 52.16 | 7.48 | 0.10709 | 52.16
25.52 | 51.04 | 7.48 | 0.10709 | 51.04
24.4 | 48.8 | 7.48 | 0.10709 | 48.8
24.84 | 49.68 | 7.48 | 0.10709 | 49.68
25.08 | 50.16 | 7.48 | 0.10709 | 50.16
22.6 | 45.2 | 7.48 | 0.10709 | 45.2
22.2 | 44.4 | 7.48 | 0.10709 | 44.4
23.28 | 46.56 | 7.48 | 0.10709 | 46.56
23.72 | 47.44 | 7.48 | 0.10709 | 47.44
22.96 | 45.92 | 7.48 | 0.10709 | 45.92
18.68 | 37.36 | 7.48 | 0.10709 | 37.36
15.48 | 30.96 | 7.48 | 0.10709 | 30.96
15.12 | 30.24 | 7.48 | 0.10709 | 30.24
18.04 | 36.08 | 7.48 | 0.10709 | 36.08
18.96 | 37.92 | 7.48 | 0.10709 | 37.92
20.36 | 40.72 | 7.48 | 0.10709 | 40.72
20.52 | 41.04 | 7.48 | 0.10709 | 41.04
17.4 | 34.8 | 7.48 | 0.10709 | 34.8
17.32 | 34.64 | 7.48 | 0.10709 | 34.64
23.24 | 46.48 | 7.48 | 0.10709 | 46.48
23.44 | 46.88 | 7.48 | 0.10709 | 46.88
23.96 | 47.92 | 7.48 | 0.12502 | 47.92
23.04 | 46.08 | 7.48 | 0.12502 | 46.08
22.76 | 45.52 | 7.48 | 0.12502 | 45.52
23.48 | 46.96 | 12.23 | 0.12502 | 46.96
24.28 | 48.56 | 12.23 | 0.12502 | 48.56
23.64 | 47.28 | 12.23 | 0.12502 | 47.28
23.8 | 47.6 | 12.23 | 0.12502 | 47.6
23.64 | 47.28 | 7.48 | 0.12502 | 47.28
21.88 | 43.76 | 7.48 | 0.12502 | 43.76
15.96 | 31.92 | 7.48 | 0.12502 | 31.92
16.36 | 32.72 | 7.48 | 0.10709 | 32.72
18.68 | 37.36 | 7.48 | 0.10709 | 37.36
17.48 | 34.96 | 7.48 | 0.10709 | 34.96
12.96 | 25.92 | 7.48 | 0.10709 | 25.92
11 | 22 | 7.48 | 0.10709 | 22
14.44 | 28.88 | 7.48 | 0.10709 | 28.88
18.2 | 36.4 | 7.48 | 0.10709 | 36.4
15.72 | 31.44 | 7.48 | 0.10709 | 31.44
15.36 | 30.72 | 7.48 | 0.10709 | 30.72
18.76 | 37.52 | 7.48 | 0.10709 | 37.52
24 | 48 | 7.48 | 0.10709 | 48
27.08 | 54.16 | 7.48 | 0.10709 | 54.16
30.4 | 60.8 | 7.48 | 0.10709 | 60.8
33.56 | 67.12 | 7.48 | 0.10709 | 67.12
34.36 | 68.72 | 7.48 | 0.12502 | 68.72
30.56 | 61.12 | 7.48 | 0.12502 | 61.12
27.44 | 54.88 | 7.48 | 0.12502 | 54.88
26.6 | 53.2 | 12.23 | 0.12502 | 53.2
25.5267 | 51.0533 | 12.23 | 0.12502 | 51.0533
23.6933 | 47.3866 | 12.23 | 0.12502 | 47.3866
23.44 | 46.88 | 12.23 | 0.12502 | 46.88
25.56 | 51.12 | 7.48 | 0.12502 | 51.12
27.41 | 54.82 | 7.48 | 0.12502 | 54.82
26.89 | 53.78 | 7.48 | 0.12502 | 53.78
27.08 | 54.16 | 7.48 | 0.10709 | 54.16
26.56 | 53.12 | 7.48 | 0.10709 | 53.12
21.28 | 42.56 | 7.48 | 0.10709 | 42.56
13.08 | 26.16 | 7.48 | 0.10709 | 26.16
11.44 | 22.88 | 7.48 | 0.10709 | 22.88
13.04 | 26.08 | 7.48 | 0.10709 | 26.08
14.76 | 29.52 | 7.48 | 0.10709 | 29.52
14.4 | 28.8 | 7.48 | 0.10709 | 28.8
15.52 | 31.04 | 7.48 | 0.10709 | 31.04
18 | 36 | 7.48 | 0.10709 | 36
25.16 | 50.32 | 7.48 | 0.10709 | 50.32
25.84 | 51.68 | 7.48 | 0.10709 | 51.68
32.2 | 64.4 | 7.48 | 0.10709 | 64.4
32.56 | 65.12 | 7.48 | 0.10709 | 65.12
31.16 | 62.32 | 7.48 | 0.12502 | 62.32
28.16 | 56.32 | 7.48 | 0.12502 | 56.32
27.24 | 54.48 | 7.48 | 0.12502 | 54.48
26.52 | 53.04 | 12.23 | 0.12502 | 53.04
24.36 | 48.72 | 12.23 | 0.12502 | 48.72
24.36 | 48.72 | 12.23 | 0.12502 | 48.72
24.56 | 49.12 | 12.23 | 0.12502 | 49.12
26.92 | 53.84 | 7.48 | 0.12502 | 53.84
26.8 | 53.6 | 7.48 | 0.12502 | 53.6
27.32 | 54.64 | 7.48 | 0.12502 | 54.64
26.6 | 53.2 | 7.48 | 0.10709 | 53.2
20.36 | 40.72 | 7.48 | 0.10709 | 40.72
17.28 | 34.56 | 7.48 | 0.10709 | 34.56
11.84 | 23.68 | 7.48 | 0.10709 | 23.68
9.44 | 18.88 | 7.48 | 0.10709 | 18.88
10.4 | 20.8 | 7.48 | 0.10709 | 20.8
11.88 | 23.76 | 7.48 | 0.10709 | 23.76
13.48 | 26.96 | 7.48 | 0.10709 | 26.96
14.92 | 29.84 | 7.48 | 0.10709 | 29.84
17.84 | 35.68 | 7.48 | 0.10709 | 35.68
24.92 | 49.84 | 7.48 | 0.10709 | 49.84
26.2 | 52.4 | 7.48 | 0.10709 | 52.4
28.2667 | 56.5333 | 7.48 | 0.10709 | 56.5333
29.7867 | 59.5733 | 7.48 | 0.10709 | 59.5733
33.16 | 66.32 | 7.48 | 0.12502 | 66.32
31.68 | 63.36 | 7.48 | 0.12502 | 63.36
27.96 | 55.92 | 7.48 | 0.12502 | 55.92
26.72 | 53.44 | 12.23 | 0.12502 | 53.44
26.68 | 53.36 | 12.23 | 0.12502 | 53.36
25.84 | 51.68 | 12.23 | 0.12502 | 51.68
24.24 | 48.48 | 12.23 | 0.12502 | 48.48
26.96 | 53.92 | 7.48 | 0.12502 | 53.92
27.76 | 55.52 | 7.48 | 0.12502 | 55.52
26.96 | 53.92 | 7.48 | 0.12502 | 53.92
26.36 | 52.72 | 7.48 | 0.10709 | 52.72
25.44 | 50.88 | 7.48 | 0.10709 | 50.88
18.28 | 36.56 | 7.48 | 0.10709 | 36.56
11.28 | 22.56 | 7.48 | 0.10709 | 22.56
9.68 | 19.36 | 7.48 | 0.10709 | 19.36
11.16 | 22.32 | 7.48 | 0.10709 | 22.32
12.56 | 25.12 | 7.48 | 0.10709 | 25.12
12.88 | 25.76 | 7.48 | 0.10709 | 25.76
14.04 | 28.08 | 7.48 | 0.10709 | 28.08
17.28 | 34.56 | 7.48 | 0.10709 | 34.56
24.6 | 49.2 | 7.48 | 0.10709 | 49.2
25.24 | 50.48 | 7.48 | 0.10709 | 50.48
26.68 | 53.36 | 7.48 | 0.10709 | 53.36
26.2 | 52.4 | 7.48 | 0.10709 | 52.4
31.08 | 62.16 | 7.48 | 0.12502 | 62.16
30.44 | 60.88 | 7.48 | 0.12502 | 60.88
27.08 | 54.16 | 7.48 | 0.12502 | 54.16
26.24 | 52.48 | 12.23 | 0.12502 | 52.48
25.7867 | 51.5733 | 12.23 | 0.12502 | 51.5733
25.12 | 50.24 | 12.23 | 0.12502 | 50.24
24.36 | 48.72 | 12.23 | 0.12502 | 48.72
25.84 | 51.68 | 7.48 | 0.12502 | 51.68
25.96 | 51.92 | 7.48 | 0.12502 | 51.92
25.64 | 51.28 | 7.48 | 0.12502 | 51.28
25.44 | 50.88 | 7.48 | 0.10709 | 50.88
24.36 | 48.72 | 7.48 | 0.10709 | 48.72
17.68 | 35.36 | 7.48 | 0.10709 | 35.36
12.32 | 24.64 | 7.48 | 0.10709 | 24.64
10.44 | 20.88 | 7.48 | 0.10709 | 20.88
11.48 | 22.96 | 7.48 | 0.10709 | 22.96
12.92 | 25.84 | 7.48 | 0.10709 | 25.84
13.72 | 27.44 | 7.48 | 0.10709 | 27.44
15.56 | 31.12 | 7.48 | 0.10709 | 31.12
18.16 | 36.32 | 7.48 | 0.10709 | 36.32
25.48 | 50.96 | 7.48 | 0.10709 | 50.96
26.4 | 52.8 | 7.48 | 0.10709 | 52.8
30.44 | 60.88 | 7.48 | 0.10709 | 60.88
27.8 | 55.6 | 7.48 | 0.10709 | 55.6
27.76 | 55.52 | 7.48 | 0.10709 | 55.52
30.96 | 61.92 | 7.48 | 0.10709 | 61.92
28.52 | 57.04 | 7.48 | 0.10709 | 57.04
25.56 | 51.12 | 7.48 | 0.10709 | 51.12
25.2 | 50.4 | 7.48 | 0.10709 | 50.4
25.68 | 51.36 | 7.48 | 0.10709 | 51.36
25.08 | 50.16 | 7.48 | 0.10709 | 50.16
27.12 | 54.24 | 7.48 | 0.10709 | 54.24
28.04 | 56.08 | 7.48 | 0.10709 | 56.08
28.48 | 56.96 | 7.48 | 0.10709 | 56.96
26.08 | 52.16 | 7.48 | 0.10709 | 52.16
21.64 | 43.28 | 7.48 | 0.10709 | 43.28
21.04 | 42.08 | 7.48 | 0.10709 | 42.08
12.16 | 24.32 | 7.48 | 0.10709 | 24.32
9.32 | 18.64 | 7.48 | 0.10709 | 18.64
10.8533 | 21.7067 | 7.48 | 0.10709 | 21.7067
14.0133 | 28.0267 | 7.48 | 0.10709 | 28.0267
15.6933 | 31.3867 | 7.48 | 0.10709 | 31.3867
17.7333 | 35.4667 | 7.48 | 0.10709 | 35.4667
17.4133 | 34.8267 | 7.48 | 0.10709 | 34.8267
17.48 | 34.96 | 7.48 | 0.10709 | 34.96
22.72 | 45.44 | 7.48 | 0.10709 | 45.44
23.08 | 46.16 | 7.48 | 0.10709 | 46.16
24.64 | 49.28 | 7.48 | 0.10709 | 49.28
23.28 | 46.56 | 7.48 | 0.10709 | 46.56
24.6 | 49.2 | 7.48 | 0.10709 | 49.2
23.48 | 46.96 | 7.48 | 0.10709 | 46.96
24.24 | 48.48 | 7.48 | 0.10709 | 48.48
23 | 46 | 7.48 | 0.10709 | 46
23.08 | 46.16 | 7.48 | 0.10709 | 46.16
24.96 | 49.92 | 7.48 | 0.10709 | 49.92
27.24 | 54.48 | 7.48 | 0.10709 | 54.48
23.56 | 47.12 | 7.48 | 0.10709 | 47.12
22.2 | 44.4 | 7.48 | 0.10709 | 44.4
23.08 | 46.16 | 7.48 | 0.10709 | 46.16
22.92 | 45.84 | 7.48 | 0.10709 | 45.84
20.96 | 41.92 | 7.48 | 0.10709 | 41.92
17.84 | 35.68 | 7.48 | 0.10709 | 35.68
14.52 | 29.04 | 7.48 | 0.10709 | 29.04
14.48 | 28.96 | 7.48 | 0.10709 | 28.96
16.28 | 32.56 | 7.48 | 0.10709 | 32.56
18.44 | 36.88 | 7.48 | 0.10709 | 36.88
20.68 | 41.36 | 7.48 | 0.10709 | 41.36
22.04 | 44.08 | 7.48 | 0.10709 | 44.08
19.96 | 39.92 | 7.48 | 0.10709 | 39.92
17.12 | 34.24 | 7.48 | 0.10709 | 34.24
22.4 | 44.8 | 7.48 | 0.10709 | 44.8
22.4 | 44.8 | 7.48 | 0.10709 | 44.8
22.52 | 45.04 | 7.48 | 0.12502 | 45.04
22.56 | 45.12 | 7.48 | 0.12502 | 45.12
22.24 | 44.48 | 7.48 | 0.12502 | 44.48
23.52 | 47.04 | 12.23 | 0.12502 | 47.04
22.12 | 44.24 | 12.23 | 0.12502 | 44.24
24.08 | 48.16 | 12.23 | 0.12502 | 48.16
22.24 | 44.48 | 12.23 | 0.12502 | 44.48
21.64 | 43.28 | 7.48 | 0.12502 | 43.28
15.76 | 31.52 | 7.48 | 0.12502 | 31.52
15.28 | 30.56 | 7.48 | 0.12502 | 30.56
15.36 | 30.72 | 7.48 | 0.10709 | 30.72
17.8 | 35.6 | 7.48 | 0.10709 | 35.6
16.72 | 33.44 | 7.48 | 0.10709 | 33.44
11.72 | 23.44 | 7.48 | 0.10709 | 23.44
9.84 | 19.68 | 7.48 | 0.10709 | 19.68
11.4 | 22.8 | 7.48 | 0.10709 | 22.8
12.12 | 24.24 | 7.48 | 0.10709 | 24.24
12.8 | 25.6 | 7.48 | 0.10709 | 25.6
14.44 | 28.88 | 7.48 | 0.10709 | 28.88
15.56 | 31.12 | 7.48 | 0.10709 | 31.12
22.48 | 44.96 | 7.48 | 0.10709 | 44.96
23.8 | 47.6 | 7.48 | 0.10709 | 47.6
28.44 | 56.88 | 7.48 | 0.10709 | 56.88
26.88 | 53.76 | 7.48 | 0.10709 | 53.76
28.36 | 56.72 | 7.48 | 0.12502 | 56.72
32.68 | 65.36 | 7.48 | 0.12502 | 65.36
28.2 | 56.4 | 7.48 | 0.12502 | 56.4
27.8 | 55.6 | 12.23 | 0.12502 | 55.6
25.84 | 51.68 | 12.23 | 0.12502 | 51.68
25.16 | 50.32 | 12.23 | 0.12502 | 50.32
22.8 | 45.6 | 12.23 | 0.12502 | 45.6
24.84 | 49.68 | 7.48 | 0.12502 | 49.68
27.4 | 54.8 | 7.48 | 0.12502 | 54.8
28.8 | 57.6 | 7.48 | 0.12502 | 57.6
28.64 | 57.28 | 7.48 | 0.10709 | 57.28
25.24 | 50.48 | 7.48 | 0.10709 | 50.48
16.96 | 33.92 | 7.48 | 0.10709 | 33.92
12.2 | 24.4 | 7.48 | 0.10709 | 24.4
9.92 | 19.84 | 7.48 | 0.10709 | 19.84
11.28 | 22.56 | 7.48 | 0.10709 | 22.56
11.72 | 23.44 | 7.48 | 0.10709 | 23.44
12.76 | 25.52 | 7.48 | 0.10709 | 25.52
14.24 | 28.48 | 7.48 | 0.10709 | 28.48
17.08 | 34.16 | 7.48 | 0.10709 | 34.16
24.08 | 48.16 | 7.48 | 0.10709 | 48.16
24.76 | 49.52 | 7.48 | 0.10709 | 49.52
26 | 52 | 7.48 | 0.10709 | 52
26.92 | 53.84 | 7.48 | 0.10709 | 53.84
30.84 | 61.68 | 7.48 | 0.12502 | 61.68
33.2 | 66.4 | 7.48 | 0.12502 | 66.4
32 | 64 | 7.48 | 0.12502 | 64
25.2 | 50.4 | 12.23 | 0.12502 | 50.4
24.04 | 48.08 | 12.23 | 0.12502 | 48.08
29.16 | 58.32 | 12.23 | 0.12502 | 58.32
26.72 | 53.44 | 12.23 | 0.12502 | 53.44
26.96 | 53.92 | 7.48 | 0.12502 | 53.92
27.68 | 55.36 | 7.48 | 0.12502 | 55.36
27.68 | 55.36 | 7.48 | 0.12502 | 55.36
24.92 | 49.84 | 7.48 | 0.10709 | 49.84
18.64 | 37.28 | 7.48 | 0.10709 | 37.28
16.12 | 32.24 | 7.48 | 0.10709 | 32.24
11.2 | 22.4 | 7.48 | 0.10709 | 22.4
9.12 | 18.24 | 7.48 | 0.10709 | 18.24
10.68 | 21.36 | 7.48 | 0.10709 | 21.36
11.2 | 22.4 | 7.48 | 0.10709 | 22.4
13.36 | 26.72 | 7.48 | 0.10709 | 26.72
15.12 | 30.24 | 7.48 | 0.10709 | 30.24
20.4 | 40.8 | 7.48 | 0.10709 | 40.8
23.76 | 47.52 | 7.48 | 0.10709 | 47.52
25.56 | 51.12 | 7.48 | 0.10709 | 51.12
27.88 | 55.76 | 7.48 | 0.10709 | 55.76
31.84 | 63.68 | 7.48 | 0.10709 | 63.68
33.6 | 67.2 | 7.48 | 0.12502 | 67.2
33 | 66 | 7.48 | 0.12502 | 66
27.24 | 54.48 | 7.48 | 0.12502 | 54.48
24.88 | 49.76 | 12.23 | 0.12502 | 49.76
24.64 | 49.28 | 12.23 | 0.12502 | 49.28
24.64 | 49.28 | 12.23 | 0.12502 | 49.28
24.88 | 49.76 | 12.23 | 0.12502 | 49.76
26.68 | 53.36 | 7.48 | 0.12502 | 53.36
26.52 | 53.04 | 7.48 | 0.12502 | 53.04
25.2 | 50.4 | 7.48 | 0.12502 | 50.4
25.4 | 50.8 | 7.48 | 0.10709 | 50.8
24.04 | 48.08 | 7.48 | 0.10709 | 48.08
19.24 | 38.48 | 7.48 | 0.10709 | 38.48
10.64 | 21.28 | 7.48 | 0.10709 | 21.28
9.68 | 19.36 | 7.48 | 0.10709 | 19.36
10.6 | 21.2 | 7.48 | 0.10709 | 21.2
12.16 | 24.32 | 7.48 | 0.10709 | 24.32
13.6 | 27.2 | 7.48 | 0.10709 | 27.2
15.96 | 31.92 | 7.48 | 0.10709 | 31.92
18.6 | 37.2 | 7.48 | 0.10709 | 37.2
25.16 | 50.32 | 7.48 | 0.10709 | 50.32
25.36 | 50.72 | 7.48 | 0.10709 | 50.72
26.36 | 52.72 | 7.48 | 0.10709 | 52.72
25.96 | 51.92 | 7.48 | 0.10709 | 51.92
31.68 | 63.36 | 7.48 | 0.12502 | 63.36
28.36 | 56.72 | 7.48 | 0.12502 | 56.72
27.64 | 55.28 | 7.48 | 0.12502 | 55.28
26.6 | 53.2 | 12.23 | 0.12502 | 53.2
24.6 | 49.2 | 12.23 | 0.12502 | 49.2
24.16 | 48.32 | 12.23 | 0.12502 | 48.32
23.72 | 47.44 | 12.23 | 0.12502 | 47.44
27.96 | 55.92 | 7.48 | 0.12502 | 55.92
26.152 | 52.304 | 7.48 | 0.12502 | 52.304
25.168 | 50.336 | 7.48 | 0.12502 | 50.336
24.96 | 49.92 | 7.48 | 0.10709 | 49.92
23.92 | 47.84 | 7.48 | 0.10709 | 47.84
18.64 | 37.28 | 7.48 | 0.10709 | 37.28
12.76 | 25.52 | 7.48 | 0.10709 | 25.52
10.4 | 20.8 | 7.48 | 0.10709 | 20.8
10.16 | 20.32 | 7.48 | 0.10709 | 20.32
12.04 | 24.08 | 7.48 | 0.10709 | 24.08
13.48 | 26.96 | 7.48 | 0.10709 | 26.96
15.92 | 31.84 | 7.48 | 0.10709 | 31.84
18 | 36 | 7.48 | 0.10709 | 36
25.36 | 50.72 | 7.48 | 0.10709 | 50.72
27.64 | 55.28 | 7.48 | 0.10709 | 55.28
28.6 | 57.2 | 7.48 | 0.10709 | 57.2
27.52 | 55.04 | 7.48 | 0.10709 | 55.04
31.2 | 62.4 | 7.48 | 0.10709 | 62.4
28.64 | 57.28 | 7.48 | 0.10709 | 57.28
27.92 | 55.84 | 7.48 | 0.10709 | 55.84
28.56 | 57.12 | 7.48 | 0.10709 | 57.12
32.4 | 64.8 | 7.48 | 0.10709 | 64.8
31.76 | 63.52 | 7.48 | 0.10709 | 63.52
28.4 | 56.8 | 7.48 | 0.10709 | 56.8
27.64 | 55.28 | 7.48 | 0.10709 | 55.28
29.04 | 58.08 | 7.48 | 0.10709 | 58.08
30.56 | 61.12 | 7.48 | 0.10709 | 61.12
27.56 | 55.12 | 7.48 | 0.10709 | 55.12
22.4 | 44.8 | 7.48 | 0.10709 | 44.8
22.36 | 44.72 | 7.48 | 0.10709 | 44.72
15.92 | 31.84 | 7.48 | 0.10709 | 31.84
14.12 | 28.24 | 7.48 | 0.10709 | 28.24
13.56 | 27.12 | 7.48 | 0.10709 | 27.12
13.6 | 27.2 | 7.48 | 0.10709 | 27.2
16.7733 | 33.5467 | 7.48 | 0.10709 | 33.5467
18.7067 | 37.4133 | 7.48 | 0.10709 | 37.4133
16.56 | 33.12 | 7.48 | 0.10709 | 33.12
15.88 | 31.76 | 7.48 | 0.10709 | 31.76
22.8 | 45.6 | 7.48 | 0.10709 | 45.6
23.64 | 47.28 | 7.48 | 0.10709 | 47.28
25.04 | 50.08 | 7.48 | 0.10709 | 50.08
24.6 | 49.2 | 7.48 | 0.10709 | 49.2
25.04 | 50.08 | 7.48 | 0.10709 | 50.08
24.44 | 48.88 | 7.48 | 0.10709 | 48.88
24.28 | 48.56 | 7.48 | 0.10709 | 48.56
25.44 | 50.88 | 7.48 | 0.10709 | 50.88
27.08 | 54.16 | 7.48 | 0.10709 | 54.16
28 | 56 | 7.48 | 0.10709 | 56
26 | 52 | 7.48 | 0.10709 | 52
22.16 | 44.32 | 7.48 | 0.10709 | 44.32
21.88 | 43.76 | 7.48 | 0.10709 | 43.76
22.36 | 44.72 | 7.48 | 0.10709 | 44.72
23.24 | 46.48 | 7.48 | 0.10709 | 46.48
19.52 | 39.04 | 7.48 | 0.10709 | 39.04
12.52 | 25.04 | 7.48 | 0.10709 | 25.04
10.72 | 21.44 | 7.48 | 0.10709 | 21.44
10.4 | 20.8 | 7.48 | 0.10709 | 20.8
16.72 | 33.44 | 7.48 | 0.10709 | 33.44
18.52 | 37.04 | 7.48 | 0.10709 | 37.04
14.36 | 28.72 | 7.48 | 0.10709 | 28.72
15.04 | 30.08 | 7.48 | 0.10709 | 30.08
16.04 | 32.08 | 7.48 | 0.10709 | 32.08
16.04 | 32.08 | 7.48 | 0.10709 | 32.08
22.36 | 44.72 | 7.48 | 0.10709 | 44.72
23.68 | 47.36 | 7.48 | 0.10709 | 47.36
23.2 | 46.4 | 7.48 | 0.12502 | 46.4
23 | 46 | 7.48 | 0.12502 | 46
22.84 | 45.68 | 7.48 | 0.12502 | 45.68
22.8 | 45.6 | 12.23 | 0.12502 | 45.6
23.68 | 47.36 | 12.23 | 0.12502 | 47.36
23.64 | 47.28 | 12.23 | 0.12502 | 47.28
23.2 | 46.4 | 12.23 | 0.12502 | 46.4
25.44 | 50.88 | 7.48 | 0.12502 | 50.88
24.64 | 49.28 | 7.48 | 0.12502 | 49.28
23.12 | 46.24 | 7.48 | 0.12502 | 46.24
22.96 | 45.92 | 7.48 | 0.10709 | 45.92
24.28 | 48.56 | 7.48 | 0.10709 | 48.56
23.96 | 47.92 | 7.48 | 0.10709 | 47.92
18.52 | 37.04 | 7.48 | 0.10709 | 37.04
16.4 | 32.8 | 7.48 | 0.10709 | 32.8
16.08 | 32.16 | 7.48 | 0.10709 | 32.16
18.52 | 37.04 | 7.48 | 0.10709 | 37.04
16.28 | 32.56 | 7.48 | 0.10709 | 32.56
14.88 | 29.76 | 7.48 | 0.10709 | 29.76
17.76 | 35.52 | 7.48 | 0.10709 | 35.52
23.84 | 47.68 | 7.48 | 0.10709 | 47.68
25.78 | 51.56 | 7.48 | 0.10709 | 51.56
28.28 | 56.56 | 7.48 | 0.10709 | 56.56
29.52 | 59.04 | 7.48 | 0.10709 | 59.04
29.04 | 58.08 | 7.48 | 0.12502 | 58.08
31.52 | 63.04 | 7.48 | 0.12502 | 63.04
29.6 | 59.2 | 7.48 | 0.12502 | 59.2
26.48 | 52.96 | 12.23 | 0.12502 | 52.96
24.5467 | 49.0933 | 12.23 | 0.12502 | 49.0933
22.9733 | 45.9467 | 12.23 | 0.12502 | 45.9467
23.28 | 46.56 | 12.23 | 0.12502 | 46.56
24.96 | 49.92 | 7.48 | 0.12502 | 49.92
26.92 | 53.84 | 7.48 | 0.12502 | 53.84
27.04 | 54.08 | 7.48 | 0.12502 | 54.08
27.8 | 55.6 | 7.48 | 0.10709 | 55.6
26.12 | 52.24 | 7.48 | 0.10709 | 52.24
21.28 | 42.56 | 7.48 | 0.10709 | 42.56
11.68 | 23.36 | 7.48 | 0.10709 | 23.36
9.68 | 19.36 | 7.48 | 0.10709 | 19.36
11.4 | 22.8 | 7.48 | 0.10709 | 22.8
17.8 | 35.6 | 7.48 | 0.10709 | 35.6
16.16 | 32.32 | 7.48 | 0.10709 | 32.32
15.48 | 30.96 | 7.48 | 0.10709 | 30.96
18.04 | 36.08 | 7.48 | 0.10709 | 36.08
24.88 | 49.76 | 7.48 | 0.10709 | 49.76
24.68 | 49.36 | 7.48 | 0.10709 | 49.36
26.12 | 52.24 | 7.48 | 0.10709 | 52.24
26.96 | 53.92 | 7.48 | 0.10709 | 53.92
26.64 | 53.28 | 7.48 | 0.12502 | 53.28
30.04 | 60.08 | 7.48 | 0.12502 | 60.08
27.44 | 54.88 | 7.48 | 0.12502 | 54.88
25.72 | 51.44 | 12.23 | 0.12502 | 51.44
25.52 | 51.04 | 12.23 | 0.12502 | 51.04
24.96 | 49.92 | 12.23 | 0.12502 | 49.92
24.88 | 49.76 | 12.23 | 0.12502 | 49.76
26.48 | 52.96 | 7.48 | 0.12502 | 52.96
26.12 | 52.24 | 7.48 | 0.12502 | 52.24
25.2 | 50.4 | 7.48 | 0.12502 | 50.4
25.64 | 51.28 | 7.48 | 0.10709 | 51.28
21.12 | 42.24 | 7.48 | 0.10709 | 42.24
18.08 | 36.16 | 7.48 | 0.10709 | 36.16
12.96 | 25.92 | 7.48 | 0.10709 | 25.92
10.36 | 20.72 | 7.48 | 0.10709 | 20.72
12.8 | 25.6 | 7.48 | 0.10709 | 25.6
17.4 | 34.8 | 7.48 | 0.10709 | 34.8
15.28 | 30.56 | 7.48 | 0.10709 | 30.56
14.8 | 29.6 | 7.48 | 0.10709 | 29.6
16.84 | 33.68 | 7.48 | 0.10709 | 33.68
24.32 | 48.64 | 7.48 | 0.10709 | 48.64
25.64 | 51.28 | 7.48 | 0.10709 | 51.28
27.48 | 54.96 | 7.48 | 0.10709 | 54.96
29.64 | 59.28 | 7.48 | 0.10709 | 59.28
31.8533 | 63.7067 | 7.48 | 0.12502 | 63.7067
31.2 | 62.4 | 7.48 | 0.12502 | 62.4
27.1733 | 54.3467 | 7.48 | 0.12502 | 54.3467
26.72 | 53.44 | 12.23 | 0.12502 | 53.44
26.72 | 53.44 | 12.23 | 0.12502 | 53.44
24.96 | 49.92 | 12.23 | 0.12502 | 49.92
25.48 | 50.96 | 12.23 | 0.12502 | 50.96
27.32 | 54.64 | 7.48 | 0.12502 | 54.64
26.2 | 52.4 | 7.48 | 0.12502 | 52.4
24.8 | 49.6 | 7.48 | 0.12502 | 49.6
24.62 | 49.24 | 7.48 | 0.10709 | 49.24
22.76 | 45.52 | 7.48 | 0.10709 | 45.52
21.96 | 43.92 | 7.48 | 0.10709 | 43.92
16.28 | 32.56 | 7.48 | 0.10709 | 32.56
14.24 | 28.48 | 7.48 | 0.10709 | 28.48
14.832 | 29.664 | 7.48 | 0.10709 | 29.664
17.448 | 34.896 | 7.48 | 0.10709 | 34.896
14.4 | 28.8 | 7.48 | 0.10709 | 28.8
15.04 | 30.08 | 7.48 | 0.10709 | 30.08
17.72 | 35.44 | 7.48 | 0.10709 | 35.44
24.6667 | 49.3333 | 7.48 | 0.10709 | 49.3333
25.6933 | 51.3867 | 7.48 | 0.10709 | 51.3867
28.56 | 57.12 | 7.48 | 0.10709 | 57.12
31.64 | 63.28 | 7.48 | 0.10709 | 63.28
32.28 | 64.56 | 7.48 | 0.12502 | 64.56
31.92 | 63.84 | 7.48 | 0.12502 | 63.84
30.04 | 60.08 | 7.48 | 0.12502 | 60.08
25.28 | 50.56 | 12.23 | 0.12502 | 50.56
23.64 | 47.28 | 12.23 | 0.12502 | 47.28
23.48 | 46.96 | 12.23 | 0.12502 | 46.96
24.04 | 48.08 | 12.23 | 0.12502 | 48.08
25.24 | 50.48 | 7.48 | 0.12502 | 50.48
26.16 | 52.32 | 7.48 | 0.12502 | 52.32
27.32 | 54.64 | 7.48 | 0.12502 | 54.64
26.44 | 52.88 | 7.48 | 0.10709 | 52.88
26.32 | 52.64 | 7.48 | 0.10709 | 52.64
19.96 | 39.92 | 7.48 | 0.10709 | 39.92
13.6 | 27.2 | 7.48 | 0.10709 | 27.2
11.6 | 23.2 | 7.48 | 0.10709 | 23.2
12.2 | 24.4 | 7.48 | 0.10709 | 24.4
17.64 | 35.28 | 7.48 | 0.10709 | 35.28
14.76 | 29.52 | 7.48 | 0.10709 | 29.52
15 | 30 | 7.48 | 0.10709 | 30
17.52 | 35.04 | 7.48 | 0.10709 | 35.04
24.68 | 49.36 | 7.48 | 0.10709 | 49.36
25.16 | 50.32 | 7.48 | 0.10709 | 50.32
28.24 | 56.48 | 7.48 | 0.10709 | 56.48
27.56 | 55.12 | 7.48 | 0.10709 | 55.12
29.76 | 59.52 | 7.48 | 0.10709 | 59.52
28.8 | 57.6 | 7.48 | 0.10709 | 57.6
27.24 | 54.48 | 7.48 | 0.10709 | 54.48
27.32 | 54.64 | 7.48 | 0.10709 | 54.64
26.24 | 52.48 | 7.48 | 0.10709 | 52.48
27.16 | 54.32 | 7.48 | 0.10709 | 54.32
27.36 | 54.72 | 7.48 | 0.10709 | 54.72
27.68 | 55.36 | 7.48 | 0.10709 | 55.36
26.6 | 53.2 | 7.48 | 0.10709 | 53.2
25.96 | 51.92 | 7.48 | 0.10709 | 51.92
24.88 | 49.76 | 7.48 | 0.10709 | 49.76
25.16 | 50.32 | 7.48 | 0.10709 | 50.32
19.2 | 38.4 | 7.48 | 0.10709 | 38.4
11.48 | 22.96 | 7.48 | 0.10709 | 22.96
12.1333 | 24.2667 | 7.48 | 0.10709 | 24.2667
8.84 | 17.68 | 7.48 | 0.10709 | 17.68
11.96 | 23.92 | 7.48 | 0.10709 | 23.92
14.04 | 28.08 | 7.48 | 0.10709 | 28.08
15.92 | 31.84 | 7.48 | 0.10709 | 31.84
18.04 | 36.08 | 7.48 | 0.10709 | 36.08
19.6 | 39.2 | 7.48 | 0.10709 | 39.2
23.68 | 47.36 | 7.48 | 0.10709 | 47.36
23.2 | 46.4 | 7.48 | 0.10709 | 46.4
24.68 | 49.36 | 7.48 | 0.10709 | 49.36
24.44 | 48.88 | 7.48 | 0.10709 | 48.88
25.56 | 51.12 | 7.48 | 0.10709 | 51.12
24.32 | 48.64 | 7.48 | 0.10709 | 48.64
26.12 | 52.24 | 7.48 | 0.10709 | 52.24
25.28 | 50.56 | 7.48 | 0.10709 | 50.56
24.48 | 48.96 | 7.48 | 0.10709 | 48.96
23 | 46 | 7.48 | 0.10709 | 46
26.84 | 53.68 | 7.48 | 0.10709 | 53.68
21.64 | 43.28 | 7.48 | 0.10709 | 43.28
20.24 | 40.48 | 7.48 | 0.10709 | 40.48
16.48 | 32.96 | 7.48 | 0.10709 | 32.96
16 | 32 | 7.48 | 0.10709 | 32
16.48 | 32.96 | 7.48 | 0.10709 | 32.96
14.56 | 29.12 | 7.48 | 0.10709 | 29.12
12.4 | 24.8 | 7.48 | 0.10709 | 24.8
9.6 | 19.2 | 7.48 | 0.10709 | 19.2
11.28 | 22.56 | 7.48 | 0.10709 | 22.56
13.48 | 26.96 | 7.48 | 0.10709 | 26.96
14.68 | 29.36 | 7.48 | 0.10709 | 29.36
16.08 | 32.16 | 7.48 | 0.10709 | 32.16
16.72 | 33.44 | 7.48 | 0.10709 | 33.44
16.16 | 32.32 | 7.48 | 0.10709 | 32.32
17.2 | 34.4 | 7.48 | 0.10709 | 34.4
22.56 | 45.12 | 7.48 | 0.10709 | 45.12
22.76 | 45.52 | 7.48 | 0.12502 | 45.52
23.16 | 46.32 | 7.48 | 0.12502 | 46.32
23.8 | 47.6 | 7.48 | 0.12502 | 47.6
24.4 | 48.8 | 12.23 | 0.12502 | 48.8
25.68 | 51.36 | 12.23 | 0.12502 | 51.36
24.08 | 48.16 | 12.23 | 0.12502 | 48.16
22.4 | 44.8 | 12.23 | 0.12502 | 44.8
23.2 | 46.4 | 7.48 | 0.12502 | 46.4
22.52 | 45.04 | 7.48 | 0.12502 | 45.04
20.96 | 41.92 | 7.48 | 0.12502 | 41.92
21.96 | 43.92 | 7.48 | 0.10709 | 43.92
18.92 | 37.84 | 7.48 | 0.10709 | 37.84
17.44 | 34.88 | 7.48 | 0.10709 | 34.88
12.24 | 24.48 | 7.48 | 0.10709 | 24.48
10.4 | 20.8 | 7.48 | 0.10709 | 20.8
11.12 | 22.24 | 7.48 | 0.10709 | 22.24
13.12 | 26.24 | 7.48 | 0.10709 | 26.24
14.4 | 28.8 | 7.48 | 0.10709 | 28.8
16.04 | 32.08 | 7.48 | 0.10709 | 32.08
18.52 | 37.04 | 7.48 | 0.10709 | 37.04
24.32 | 48.64 | 7.48 | 0.10709 | 48.64
26.12 | 52.24 | 7.48 | 0.10709 | 52.24
29.24 | 58.48 | 7.48 | 0.10709 | 58.48
28.56 | 57.12 | 7.48 | 0.10709 | 57.12
27.92 | 55.84 | 7.48 | 0.12502 | 55.84
29.68 | 59.36 | 7.48 | 0.12502 | 59.36
32.28 | 64.56 | 7.48 | 0.12502 | 64.56
27.04 | 54.08 | 12.23 | 0.12502 | 54.08
26.4533 | 52.9067 | 12.23 | 0.12502 | 52.9067
26.2667 | 52.5333 | 12.23 | 0.12502 | 52.5333
24 | 48 | 12.23 | 0.12502 | 48
25.44 | 50.88 | 7.48 | 0.12502 | 50.88
27.24 | 54.48 | 7.48 | 0.12502 | 54.48
26.24 | 52.48 | 7.48 | 0.12502 | 52.48
27.84 | 55.68 | 7.48 | 0.10709 | 55.68
25.48 | 50.96 | 7.48 | 0.10709 | 50.96
22.76 | 45.52 | 7.48 | 0.10709 | 45.52
18.24 | 36.48 | 7.48 | 0.10709 | 36.48
17.72 | 35.44 | 7.48 | 0.10709 | 35.44
17.28 | 34.56 | 7.48 | 0.10709 | 34.56
17.4 | 34.8 | 7.48 | 0.10709 | 34.8
17.52 | 35.04 | 7.48 | 0.10709 | 35.04
14.32 | 28.64 | 7.48 | 0.10709 | 28.64
16.6 | 33.2 | 7.48 | 0.10709 | 33.2
24.72 | 49.44 | 7.48 | 0.10709 | 49.44
24.56 | 49.12 | 7.48 | 0.10709 | 49.12
26.28 | 52.56 | 7.48 | 0.10709 | 52.56
26.28 | 52.56 | 7.48 | 0.10709 | 52.56
29.88 | 59.76 | 7.48 | 0.12502 | 59.76
27.48 | 54.96 | 7.48 | 0.12502 | 54.96
26.72 | 53.44 | 7.48 | 0.12502 | 53.44
26.48 | 52.96 | 12.23 | 0.12502 | 52.96
28.76 | 57.52 | 12.23 | 0.12502 | 57.52
31.08 | 62.16 | 12.23 | 0.12502 | 62.16
29 | 58 | 12.23 | 0.12502 | 58
31.88 | 63.76 | 7.48 | 0.12502 | 63.76
31.32 | 62.64 | 7.48 | 0.12502 | 62.64
30.04 | 60.08 | 7.48 | 0.12502 | 60.08
25.16 | 50.32 | 7.48 | 0.10709 | 50.32
18.4 | 36.8 | 7.48 | 0.10709 | 36.8
18.48 | 36.96 | 7.48 | 0.10709 | 36.96
13.56 | 27.12 | 7.48 | 0.10709 | 27.12
12.08 | 24.16 | 7.48 | 0.10709 | 24.16
12.04 | 24.08 | 7.48 | 0.10709 | 24.08
12.56 | 25.12 | 7.48 | 0.10709 | 25.12
15.24 | 30.48 | 7.48 | 0.10709 | 30.48
13.56 | 27.12 | 7.48 | 0.10709 | 27.12
16.76 | 33.52 | 7.48 | 0.10709 | 33.52
23.8 | 47.6 | 7.48 | 0.10709 | 47.6
26.04 | 52.08 | 7.48 | 0.10709 | 52.08
29.28 | 58.56 | 7.48 | 0.10709 | 58.56
35.16 | 70.32 | 7.48 | 0.10709 | 70.32
41.64 | 83.28 | 7.48 | 0.12502 | 83.28
37.72 | 75.44 | 7.48 | 0.12502 | 75.44
38.44 | 76.88 | 7.48 | 0.12502 | 76.88
37.8 | 75.6 | 12.23 | 0.12502 | 75.6
40.28 | 80.56 | 12.23 | 0.12502 | 80.56
39.64 | 79.28 | 12.23 | 0.12502 | 79.28
40.12 | 80.24 | 12.23 | 0.12502 | 80.24
45.2 | 90.4 | 7.48 | 0.12502 | 90.4
44.88 | 89.76 | 7.48 | 0.12502 | 89.76
40.92 | 81.84 | 7.48 | 0.12502 | 81.84
37.08 | 74.16 | 7.48 | 0.10709 | 74.16
30.04 | 60.08 | 7.48 | 0.10709 | 60.08
22.12 | 44.24 | 7.48 | 0.10709 | 44.24
12.8 | 25.6 | 7.48 | 0.10709 | 25.6
10.68 | 21.36 | 7.48 | 0.10709 | 21.36
13.68 | 27.36 | 7.48 | 0.10709 | 27.36
16.28 | 32.56 | 7.48 | 0.10709 | 32.56
13.08 | 26.16 | 7.48 | 0.10709 | 26.16
13.48 | 26.96 | 7.48 | 0.10709 | 26.96
16.12 | 32.24 | 7.48 | 0.10709 | 32.24
23.48 | 46.96 | 7.48 | 0.10709 | 46.96
24.16 | 48.32 | 7.48 | 0.10709 | 48.32
32.12 | 64.24 | 7.48 | 0.10709 | 64.24
40.16 | 80.32 | 7.48 | 0.10709 | 80.32
44.32 | 88.64 | 7.48 | 0.12502 | 88.64
41.44 | 82.88 | 7.48 | 0.12502 | 82.88
43.96 | 87.92 | 7.48 | 0.12502 | 87.92
46.16 | 92.32 | 12.23 | 0.12502 | 92.32
47.72 | 95.44 | 12.23 | 0.12502 | 95.44
45.48 | 90.96 | 12.23 | 0.12502 | 90.96
43.96 | 87.92 | 12.23 | 0.12502 | 87.92
43.52 | 87.04 | 7.48 | 0.12502 | 87.04
41.48 | 82.96 | 7.48 | 0.12502 | 82.96
37.68 | 75.36 | 7.48 | 0.12502 | 75.36
33 | 66 | 7.48 | 0.10709 | 66
30.36 | 60.72 | 7.48 | 0.10709 | 60.72
24.44 | 48.88 | 7.48 | 0.10709 | 48.88
14.72 | 29.44 | 7.48 | 0.10709 | 29.44
11.6267 | 23.2533 | 7.48 | 0.10709 | 23.2533
11.68 | 23.36 | 7.48 | 0.10709 | 23.36
11.2 | 22.4 | 7.48 | 0.10709 | 22.4
12.24 | 24.48 | 7.48 | 0.10709 | 24.48
15.4933 | 30.9867 | 7.48 | 0.10709 | 30.9867
17.8933 | 35.7867 | 7.48 | 0.10709 | 35.7867
24.4933 | 48.9867 | 7.48 | 0.10709 | 48.9867
24.32 | 48.64 | 7.48 | 0.10709 | 48.64
27.04 | 54.08 | 7.48 | 0.10709 | 54.08
26.36 | 52.72 | 7.48 | 0.10709 | 52.72
29.92 | 59.84 | 7.48 | 0.10709 | 59.84
31.24 | 62.48 | 7.48 | 0.10709 | 62.48
31.64 | 63.28 | 7.48 | 0.10709 | 63.28
27.48 | 54.96 | 7.48 | 0.10709 | 54.96
27 | 54 | 7.48 | 0.10709 | 54
26.2 | 52.4 | 7.48 | 0.10709 | 52.4
29.84 | 59.68 | 7.48 | 0.10709 | 59.68
27.84 | 55.68 | 7.48 | 0.10709 | 55.68
26.92 | 53.84 | 7.48 | 0.10709 | 53.84
26.48 | 52.96 | 7.48 | 0.10709 | 52.96
24.76 | 49.52 | 7.48 | 0.10709 | 49.52
24.28 | 48.56 | 7.48 | 0.10709 | 48.56
20.08 | 40.16 | 7.48 | 0.10709 | 40.16
12.44 | 24.88 | 7.48 | 0.10709 | 24.88
11.08 | 22.16 | 7.48 | 0.10709 | 22.16
9.84 | 19.68 | 7.48 | 0.10709 | 19.68
11.96 | 23.92 | 7.48 | 0.10709 | 23.92
15 | 30 | 7.48 | 0.10709 | 30
16.24 | 32.48 | 7.48 | 0.10709 | 32.48
17.12 | 34.24 | 7.48 | 0.10709 | 34.24
18.6 | 37.2 | 7.48 | 0.10709 | 37.2
24.56 | 49.12 | 7.48 | 0.10709 | 49.12
23.52 | 47.04 | 7.48 | 0.10709 | 47.04
25.68 | 51.36 | 7.48 | 0.10709 | 51.36
26 | 52 | 7.48 | 0.10709 | 52
24.96 | 49.92 | 7.48 | 0.10709 | 49.92
24.08 | 48.16 | 7.48 | 0.10709 | 48.16
25.2 | 50.4 | 7.48 | 0.10709 | 50.4
23.84 | 47.68 | 7.48 | 0.10709 | 47.68
24.36 | 48.72 | 7.48 | 0.10709 | 48.72
24.28 | 48.56 | 7.48 | 0.10709 | 48.56
26.52 | 53.04 | 7.48 | 0.10709 | 53.04
22.64 | 45.28 | 7.48 | 0.10709 | 45.28
20.72 | 41.44 | 7.48 | 0.10709 | 41.44
22.12 | 44.24 | 7.48 | 0.10709 | 44.24
22.12 | 44.24 | 7.48 | 0.10709 | 44.24
22.8 | 45.6 | 7.48 | 0.10709 | 45.6
17.8 | 35.6 | 7.48 | 0.10709 | 35.6
15.8 | 31.6 | 7.48 | 0.10709 | 31.6
15.16 | 30.32 | 7.48 | 0.10709 | 30.32
16.12 | 32.24 | 7.48 | 0.10709 | 32.24
18.8 | 37.6 | 7.48 | 0.10709 | 37.6
16.04 | 32.08 | 7.48 | 0.10709 | 32.08
16.4 | 32.8 | 7.48 | 0.10709 | 32.8
16.4 | 32.8 | 7.48 | 0.10709 | 32.8
16.68 | 33.36 | 7.48 | 0.10709 | 33.36
21.88 | 43.76 | 7.48 | 0.10709 | 43.76
22.04 | 44.08 | 7.48 | 0.10709 | 44.08
22.16 | 44.32 | 7.48 | 0.12502 | 44.32
23.96 | 47.92 | 7.48 | 0.12502 | 47.92
23.84 | 47.68 | 7.48 | 0.12502 | 47.68
27.44 | 54.88 | 12.23 | 0.12502 | 54.88
27.08 | 54.16 | 12.23 | 0.12502 | 54.16
25.8 | 51.6 | 12.23 | 0.12502 | 51.6
23.56 | 47.12 | 12.23 | 0.12502 | 47.12
24.0933 | 48.1867 | 7.48 | 0.12502 | 48.1867
23.0133 | 46.0267 | 7.48 | 0.12502 | 46.0267
18.36 | 36.72 | 7.48 | 0.12502 | 36.72
15.12 | 30.24 | 7.48 | 0.10709 | 30.24
15.64 | 31.28 | 7.48 | 0.10709 | 31.28
16.28 | 32.56 | 7.48 | 0.10709 | 32.56
11.76 | 23.52 | 7.48 | 0.10709 | 23.52
9.52 | 19.04 | 7.48 | 0.10709 | 19.04
9.52 | 19.04 | 7.48 | 0.10709 | 19.04
10.44 | 20.88 | 7.48 | 0.10709 | 20.88
12.72 | 25.44 | 7.48 | 0.10709 | 25.44
15.12 | 30.24 | 7.48 | 0.10709 | 30.24
17 | 34 | 7.48 | 0.10709 | 34
23.52 | 47.04 | 7.48 | 0.10709 | 47.04
27.16 | 54.32 | 7.48 | 0.10709 | 54.32
28.36 | 56.72 | 7.48 | 0.10709 | 56.72
28.04 | 56.08 | 7.48 | 0.10709 | 56.08
31.92 | 63.84 | 7.48 | 0.12502 | 63.84
33.72 | 67.44 | 7.48 | 0.12502 | 67.44
32.24 | 64.48 | 7.48 | 0.12502 | 64.48
35.16 | 70.32 | 12.23 | 0.12502 | 70.32
34.76 | 69.52 | 12.23 | 0.12502 | 69.52
31.68 | 63.36 | 12.23 | 0.12502 | 63.36
32.96 | 65.92 | 12.23 | 0.12502 | 65.92
32.72 | 65.44 | 7.48 | 0.12502 | 65.44
36.12 | 72.24 | 7.48 | 0.12502 | 72.24
33.88 | 67.76 | 7.48 | 0.12502 | 67.76
32.32 | 64.64 | 7.48 | 0.10709 | 64.64
29.16 | 58.32 | 7.48 | 0.10709 | 58.32
16.88 | 33.76 | 7.48 | 0.10709 | 33.76
10.72 | 21.44 | 7.48 | 0.10709 | 21.44
9.2 | 18.4 | 7.48 | 0.10709 | 18.4
10.08 | 20.16 | 7.48 | 0.10709 | 20.16
9.52 | 19.04 | 7.48 | 0.10709 | 19.04
12.56 | 25.12 | 7.48 | 0.10709 | 25.12
14 | 28 | 7.48 | 0.10709 | 28
14.96 | 29.92 | 7.48 | 0.10709 | 29.92
20.08 | 40.16 | 7.48 | 0.10709 | 40.16
23.88 | 47.76 | 7.48 | 0.10709 | 47.76
25.92 | 51.84 | 7.48 | 0.10709 | 51.84
32.36 | 64.72 | 7.48 | 0.10709 | 64.72
32.36 | 64.72 | 7.48 | 0.12502 | 64.72
33.28 | 66.56 | 7.48 | 0.12502 | 66.56
37.32 | 74.64 | 7.48 | 0.12502 | 74.64
38.32 | 76.64 | 12.23 | 0.12502 | 76.64
35.24 | 70.48 | 12.23 | 0.12502 | 70.48
37.96 | 75.92 | 12.23 | 0.12502 | 75.92
39.2 | 78.4 | 12.23 | 0.12502 | 78.4
39.08 | 78.16 | 7.48 | 0.12502 | 78.16
37.32 | 74.64 | 7.48 | 0.12502 | 74.64
35 | 70 | 7.48 | 0.12502 | 70
32.76 | 65.52 | 7.48 | 0.10709 | 65.52
29.28 | 58.56 | 7.48 | 0.10709 | 58.56
17.64 | 35.28 | 7.48 | 0.10709 | 35.28
11.12 | 22.24 | 7.48 | 0.10709 | 22.24
9.52 | 19.04 | 7.48 | 0.10709 | 19.04
11.48 | 22.96 | 7.48 | 0.10709 | 22.96
9.72 | 19.44 | 7.48 | 0.10709 | 19.44
12.08 | 24.16 | 7.48 | 0.10709 | 24.16
13.44 | 26.88 | 7.48 | 0.10709 | 26.88
16.52 | 33.04 | 7.48 | 0.10709 | 33.04
24.36 | 48.72 | 7.48 | 0.10709 | 48.72
23.88 | 47.76 | 7.48 | 0.10709 | 47.76
25.12 | 50.24 | 7.48 | 0.10709 | 50.24
28.88 | 57.76 | 7.48 | 0.10709 | 57.76
33.12 | 66.24 | 7.48 | 0.12502 | 66.24
36.16 | 72.32 | 7.48 | 0.12502 | 72.32
38.88 | 77.76 | 7.48 | 0.12502 | 77.76
36.48 | 72.96 | 12.23 | 0.12502 | 72.96
34.92 | 69.84 | 12.23 | 0.12502 | 69.84
37.12 | 74.24 | 12.23 | 0.12502 | 74.24
35.36 | 70.72 | 12.23 | 0.12502 | 70.72
37.16 | 74.32 | 7.48 | 0.12502 | 74.32
35.72 | 71.44 | 7.48 | 0.12502 | 71.44
33.88 | 67.76 | 7.48 | 0.12502 | 67.76
33.88 | 67.76 | 7.48 | 0.10709 | 67.76
29.36 | 58.72 | 7.48 | 0.10709 | 58.72
21.48 | 42.96 | 7.48 | 0.10709 | 42.96
10.64 | 21.28 | 7.48 | 0.10709 | 21.28
8.76 | 17.52 | 7.48 | 0.10709 | 17.52
12.04 | 24.08 | 7.48 | 0.10709 | 24.08
8.44 | 16.88 | 7.48 | 0.10709 | 16.88
11.96 | 23.92 | 7.48 | 0.10709 | 23.92
13.68 | 27.36 | 7.48 | 0.10709 | 27.36
16.12 | 32.24 | 7.48 | 0.10709 | 32.24
23.4 | 46.8 | 7.48 | 0.10709 | 46.8
23.64 | 47.28 | 7.48 | 0.10709 | 47.28
25.72 | 51.44 | 7.48 | 0.10709 | 51.44
29.88 | 59.76 | 7.48 | 0.10709 | 59.76
35.6933 | 71.3867 | 7.48 | 0.12502 | 71.3867
33.4933 | 66.9867 | 7.48 | 0.12502 | 66.9867
34 | 68 | 7.48 | 0.12502 | 68
25.68 | 51.36 | 12.23 | 0.12502 | 51.36
24.88 | 49.76 | 12.23 | 0.12502 | 49.76
24.44 | 48.88 | 12.23 | 0.12502 | 48.88
23.68 | 47.36 | 12.23 | 0.12502 | 47.36
24.32 | 48.64 | 7.48 | 0.12502 | 48.64
24.76 | 49.52 | 7.48 | 0.12502 | 49.52
23.8 | 47.6 | 7.48 | 0.12502 | 47.6
23.88 | 47.76 | 7.48 | 0.10709 | 47.76
23.68 | 47.36 | 7.48 | 0.10709 | 47.36
18.24 | 36.48 | 7.48 | 0.10709 | 36.48
10.76 | 21.52 | 7.48 | 0.10709 | 21.52
9.08 | 18.16 | 7.48 | 0.10709 | 18.16
9.84 | 19.68 | 7.48 | 0.10709 | 19.68
11.36 | 22.72 | 7.48 | 0.10709 | 22.72
13.6 | 27.2 | 7.48 | 0.10709 | 27.2
15.4 | 30.8 | 7.48 | 0.10709 | 30.8
17.6 | 35.2 | 7.48 | 0.10709 | 35.2
24.64 | 49.28 | 7.48 | 0.10709 | 49.28
24.92 | 49.84 | 7.48 | 0.10709 | 49.84
27.28 | 54.56 | 7.48 | 0.10709 | 54.56
29.96 | 59.92 | 7.48 | 0.10709 | 59.92
33.12 | 66.24 | 7.48 | 0.10709 | 66.24
32.76 | 65.52 | 7.48 | 0.10709 | 65.52
30.96 | 61.92 | 7.48 | 0.10709 | 61.92
27.32 | 54.64 | 7.48 | 0.10709 | 54.64
27.44 | 54.88 | 7.48 | 0.10709 | 54.88
29.76 | 59.52 | 7.48 | 0.10709 | 59.52
25.88 | 51.76 | 7.48 | 0.10709 | 51.76
26.24 | 52.48 | 7.48 | 0.10709 | 52.48
25.72 | 51.44 | 7.48 | 0.10709 | 51.44
25.92 | 51.84 | 7.48 | 0.10709 | 51.84
26.08 | 52.16 | 7.48 | 0.10709 | 52.16
23.48 | 46.96 | 7.48 | 0.10709 | 46.96
20.24 | 40.48 | 7.48 | 0.10709 | 40.48
11.56 | 23.12 | 7.48 | 0.10709 | 23.12
9.88 | 19.76 | 7.48 | 0.10709 | 19.76
9.56 | 19.12 | 7.48 | 0.10709 | 19.12
11.8133 | 23.6267 | 7.48 | 0.10709 | 23.6267
14.1867 | 28.3733 | 7.48 | 0.10709 | 28.3733
15.92 | 31.84 | 7.48 | 0.10709 | 31.84
16.72 | 33.44 | 7.48 | 0.10709 | 33.44
17.36 | 34.72 | 7.48 | 0.10709 | 34.72
21.84 | 43.68 | 7.48 | 0.10709 | 43.68
22.32 | 44.64 | 7.48 | 0.10709 | 44.64
23.84 | 47.68 | 7.48 | 0.10709 | 47.68
23.4 | 46.8 | 7.48 | 0.10709 | 46.8
23.64 | 47.28 | 7.48 | 0.10709 | 47.28
22.52 | 45.04 | 7.48 | 0.10709 | 45.04
23.304 | 46.608 | 7.48 | 0.10709 | 46.608
22.176 | 44.352 | 7.48 | 0.10709 | 44.352
22.72 | 45.44 | 7.48 | 0.10709 | 45.44
24.08 | 48.16 | 7.48 | 0.10709 | 48.16
24.24 | 48.48 | 7.48 | 0.10709 | 48.48
22.8343 | 45.6686 | 7.48 | 0.10709 | 45.6686
19.2 | 38.4 | 7.48 | 0.10709 | 38.4
16.1657 | 32.3314 | 7.48 | 0.10709 | 32.3314
17 | 34 | 7.48 | 0.10709 | 34
16.6 | 33.2 | 7.48 | 0.10709 | 33.2
13.4 | 26.8 | 7.48 | 0.10709 | 26.8
13.2533 | 26.5067 | 7.48 | 0.10709 | 26.5067
10.0667 | 20.1333 | 7.48 | 0.10709 | 20.1333
12.12 | 24.24 | 7.48 | 0.10709 | 24.24
13.76 | 27.52 | 7.48 | 0.10709 | 27.52
15.4 | 30.8 | 7.48 | 0.10709 | 30.8
16 | 32 | 7.48 | 0.10709 | 32
16.64 | 33.28 | 7.48 | 0.10709 | 33.28
16 | 32 | 7.48 | 0.10709 | 32
21.04 | 42.08 | 7.48 | 0.10709 | 42.08
21.72 | 43.44 | 7.48 | 0.10709 | 43.44
21.8666 | 43.7333 | 7.48 | 0.12502 | 43.7333
22.2933 | 44.5866 | 7.48 | 0.12502 | 44.5866
22.28 | 44.56 | 7.48 | 0.12502 | 44.56
22.2 | 44.4 | 12.23 | 0.12502 | 44.4
22.6 | 45.2 | 12.23 | 0.12502 | 45.2
22.8 | 45.6 | 12.23 | 0.12502 | 45.6
22.84 | 45.68 | 12.23 | 0.12502 | 45.68
21.8 | 43.6 | 7.48 | 0.12502 | 43.6
16.12 | 32.24 | 7.48 | 0.12502 | 32.24
14.6 | 29.2 | 7.48 | 0.12502 | 29.2
15.04 | 30.08 | 7.48 | 0.10709 | 30.08
16.24 | 32.48 | 7.48 | 0.10709 | 32.48
17 | 34 | 7.48 | 0.10709 | 34
11.48 | 22.96 | 7.48 | 0.10709 | 22.96
8.96 | 17.92 | 7.48 | 0.10709 | 17.92
10.36 | 20.72 | 7.48 | 0.10709 | 20.72
12.84 | 25.68 | 7.48 | 0.10709 | 25.68
13.64 | 27.28 | 7.48 | 0.10709 | 27.28
15.36 | 30.72 | 7.48 | 0.10709 | 30.72
16.32 | 32.64 | 7.48 | 0.10709 | 32.64
23.76 | 47.52 | 7.48 | 0.10709 | 47.52
23.88 | 47.76 | 7.48 | 0.10709 | 47.76
27.93 | 55.86 | 7.48 | 0.10709 | 55.86
32.17 | 64.34 | 7.48 | 0.10709 | 64.34
30.8 | 61.6 | 7.48 | 0.12502 | 61.6
32.92 | 65.84 | 7.48 | 0.12502 | 65.84
28.56 | 57.12 | 7.48 | 0.12502 | 57.12
27.68 | 55.36 | 12.23 | 0.12502 | 55.36
26.52 | 53.04 | 12.23 | 0.12502 | 53.04
25.16 | 50.32 | 12.23 | 0.12502 | 50.32
25.88 | 51.76 | 12.23 | 0.12502 | 51.76
26.32 | 52.64 | 7.48 | 0.12502 | 52.64
25.08 | 50.16 | 7.48 | 0.12502 | 50.16
25.56 | 51.12 | 7.48 | 0.12502 | 51.12
26.4 | 52.8 | 7.48 | 0.10709 | 52.8
24.52 | 49.04 | 7.48 | 0.10709 | 49.04
18.76 | 37.52 | 7.48 | 0.10709 | 37.52
12.96 | 25.92 | 7.48 | 0.10709 | 25.92
10.96 | 21.92 | 7.48 | 0.10709 | 21.92
12.04 | 24.08 | 7.48 | 0.10709 | 24.08
14.2 | 28.4 | 7.48 | 0.10709 | 28.4
13 | 26 | 7.48 | 0.10709 | 26
14.72 | 29.44 | 7.48 | 0.10709 | 29.44
17.16 | 34.32 | 7.48 | 0.10709 | 34.32
24.68 | 49.36 | 7.48 | 0.10709 | 49.36
23.44 | 46.88 | 7.48 | 0.10709 | 46.88
24.72 | 49.44 | 7.48 | 0.10709 | 49.44
26.88 | 53.76 | 7.48 | 0.10709 | 53.76
30.24 | 60.48 | 7.48 | 0.12502 | 60.48
30.8 | 61.6 | 7.48 | 0.12502 | 61.6
28.4 | 56.8 | 7.48 | 0.12502 | 56.8
27 | 54 | 12.23 | 0.12502 | 54
26.8 | 53.6 | 12.23 | 0.12502 | 53.6
27.52 | 55.04 | 12.23 | 0.12502 | 55.04
26.56 | 53.12 | 12.23 | 0.12502 | 53.12
24.64 | 49.28 | 7.48 | 0.12502 | 49.28
24.8 | 49.6 | 7.48 | 0.12502 | 49.6
24.8 | 49.6 | 7.48 | 0.12502 | 49.6
25.12 | 50.24 | 7.48 | 0.10709 | 50.24
18.44 | 36.88 | 7.48 | 0.10709 | 36.88
17.32 | 34.64 | 7.48 | 0.10709 | 34.64
11.64 | 23.28 | 7.48 | 0.10709 | 23.28
9.72 | 19.44 | 7.48 | 0.10709 | 19.44
10.8 | 21.6 | 7.48 | 0.10709 | 21.6
12.16 | 24.32 | 7.48 | 0.10709 | 24.32
13.76 | 27.52 | 7.48 | 0.10709 | 27.52
14.72 | 29.44 | 7.48 | 0.10709 | 29.44
17.44 | 34.88 | 7.48 | 0.10709 | 34.88
24.72 | 49.44 | 7.48 | 0.10709 | 49.44
25.36 | 50.72 | 7.48 | 0.10709 | 50.72
25.56 | 51.12 | 7.48 | 0.10709 | 51.12
28.44 | 56.88 | 7.48 | 0.10709 | 56.88
31.52 | 63.04 | 7.48 | 0.12502 | 63.04
30.64 | 61.28 | 7.48 | 0.12502 | 61.28
26.64 | 53.28 | 7.48 | 0.12502 | 53.28
26.88 | 53.76 | 12.23 | 0.12502 | 53.76
25.56 | 51.12 | 12.23 | 0.12502 | 51.12
24.8 | 49.6 | 12.23 | 0.12502 | 49.6
25.12 | 50.24 | 12.23 | 0.12502 | 50.24
25.96 | 51.92 | 7.48 | 0.12502 | 51.92
24.72 | 49.44 | 7.48 | 0.12502 | 49.44
24.4 | 48.8 | 7.48 | 0.12502 | 48.8
24.84 | 49.68 | 7.48 | 0.10709 | 49.68
22.76 | 45.52 | 7.48 | 0.10709 | 45.52
19.56 | 39.12 | 7.48 | 0.10709 | 39.12
13.16 | 26.32 | 7.48 | 0.10709 | 26.32
11.52 | 23.04 | 7.48 | 0.10709 | 23.04
10.68 | 21.36 | 7.48 | 0.10709 | 21.36
12.04 | 24.08 | 7.48 | 0.10709 | 24.08
14.28 | 28.56 | 7.48 | 0.10709 | 28.56
15.92 | 31.84 | 7.48 | 0.10709 | 31.84
18.04 | 36.08 | 7.48 | 0.10709 | 36.08
25.08 | 50.16 | 7.48 | 0.10709 | 50.16
24.4533 | 48.9067 | 7.48 | 0.10709 | 48.9067
25.6667 | 51.3333 | 7.48 | 0.10709 | 51.3333
27.4 | 54.8 | 7.48 | 0.10709 | 54.8
32.8 | 65.6 | 7.48 | 0.12502 | 65.6
34.96 | 69.92 | 7.48 | 0.12502 | 69.92
35.24 | 70.48 | 7.48 | 0.12502 | 70.48
30.32 | 60.64 | 12.23 | 0.12502 | 60.64
32.44 | 64.88 | 12.23 | 0.12502 | 64.88
32.56 | 65.12 | 12.23 | 0.12502 | 65.12
31.56 | 63.12 | 12.23 | 0.12502 | 63.12
30.96 | 61.92 | 7.48 | 0.12502 | 61.92
33.48 | 66.96 | 7.48 | 0.12502 | 66.96
30.32 | 60.64 | 7.48 | 0.12502 | 60.64
28.4 | 56.8 | 7.48 | 0.10709 | 56.8
26.64 | 53.28 | 7.48 | 0.10709 | 53.28
22.76 | 45.52 | 7.48 | 0.10709 | 45.52
11.52 | 23.04 | 7.48 | 0.10709 | 23.04
9.24 | 18.48 | 7.48 | 0.10709 | 18.48
9.4 | 18.8 | 7.48 | 0.10709 | 18.8
9 | 18 | 7.48 | 0.10709 | 18
12.2 | 24.4 | 7.48 | 0.10709 | 24.4
13.8 | 27.6 | 7.48 | 0.10709 | 27.6
17.36 | 34.72 | 7.48 | 0.10709 | 34.72
24.08 | 48.16 | 7.48 | 0.10709 | 48.16
23.76 | 47.52 | 7.48 | 0.10709 | 47.52
27.48 | 54.96 | 7.48 | 0.10709 | 54.96
31.56 | 63.12 | 7.48 | 0.10709 | 63.12
38.4 | 76.8 | 7.48 | 0.10709 | 76.8
40.8 | 81.6 | 7.48 | 0.10709 | 81.6
38.2 | 76.4 | 7.48 | 0.10709 | 76.4
38.24 | 76.48 | 7.48 | 0.10709 | 76.48
39.96 | 79.92 | 7.48 | 0.10709 | 79.92
40.64 | 81.28 | 7.48 | 0.10709 | 81.28
36.68 | 73.36 | 7.48 | 0.10709 | 73.36
38.32 | 76.64 | 7.48 | 0.10709 | 76.64
37.28 | 74.56 | 7.48 | 0.10709 | 74.56
35.32 | 70.64 | 7.48 | 0.10709 | 70.64
33.36 | 66.72 | 7.48 | 0.10709 | 66.72
29.48 | 58.96 | 7.48 | 0.10709 | 58.96
21.6 | 43.2 | 7.48 | 0.10709 | 43.2
12.16 | 24.32 | 7.48 | 0.10709 | 24.32
9.44 | 18.88 | 7.48 | 0.10709 | 18.88
9.92 | 19.84 | 7.48 | 0.10709 | 19.84
9.2 | 18.4 | 7.48 | 0.10709 | 18.4
12.24 | 24.48 | 7.48 | 0.10709 | 24.48
14.28 | 28.56 | 7.48 | 0.10709 | 28.56
15.88 | 31.76 | 7.48 | 0.10709 | 31.76
16.36 | 32.72 | 7.48 | 0.10709 | 32.72
20.32 | 40.64 | 7.48 | 0.10709 | 40.64
20.92 | 41.84 | 7.48 | 0.10709 | 41.84
21.8 | 43.6 | 7.48 | 0.10709 | 43.6
22.52 | 45.04 | 7.48 | 0.10709 | 45.04
24.08 | 48.16 | 7.48 | 0.10709 | 48.16
24.72 | 49.44 | 7.48 | 0.10709 | 49.44
26.36 | 52.72 | 7.48 | 0.10709 | 52.72
27.88 | 55.76 | 7.48 | 0.10709 | 55.76
29.16 | 58.32 | 7.48 | 0.10709 | 58.32
29.44 | 58.88 | 7.48 | 0.10709 | 58.88
29.36 | 58.72 | 7.48 | 0.10709 | 58.72
26.44 | 52.88 | 7.48 | 0.10709 | 52.88
26.36 | 52.72 | 7.48 | 0.10709 | 52.72
26 | 52 | 7.48 | 0.10709 | 52
23.8 | 47.6 | 7.48 | 0.10709 | 47.6
20.84 | 41.68 | 7.48 | 0.10709 | 41.68
14.48 | 28.96 | 7.48 | 0.10709 | 28.96
12.6 | 25.2 | 7.48 | 0.10709 | 25.2
11.52 | 23.04 | 7.48 | 0.10709 | 23.04
9.32 | 18.64 | 7.48 | 0.10709 | 18.64
11.72 | 23.44 | 7.48 | 0.10709 | 23.44
15.64 | 31.28 | 7.48 | 0.10709 | 31.28
16.2 | 32.4 | 7.48 | 0.10709 | 32.4
17.72 | 35.44 | 7.48 | 0.10709 | 35.44
15.56 | 31.12 | 7.48 | 0.10709 | 31.12
20.52 | 41.04 | 7.48 | 0.10709 | 41.04
24.52 | 49.04 | 7.48 | 0.10709 | 49.04
27.08 | 54.16 | 7.48 | 0.12502 | 54.16
32.8 | 65.6 | 7.48 | 0.12502 | 65.6
38 | 76 | 7.48 | 0.12502 | 76
41.56 | 83.12 | 12.23 | 0.12502 | 83.12
43.76 | 87.52 | 12.23 | 0.12502 | 87.52
45.68 | 91.36 | 12.23 | 0.12502 | 91.36
42 | 84 | 12.23 | 0.12502 | 84
41.68 | 83.36 | 7.48 | 0.12502 | 83.36
36.2 | 72.4 | 7.48 | 0.12502 | 72.4
30.56 | 61.12 | 7.48 | 0.12502 | 61.12
25.48 | 50.96 | 7.48 | 0.10709 | 50.96
24.4 | 48.8 | 7.48 | 0.10709 | 48.8
25.64 | 51.28 | 7.48 | 0.10709 | 51.28
14.8 | 29.6 | 7.48 | 0.10709 | 29.6
9.84 | 19.68 | 7.48 | 0.10709 | 19.68
11.72 | 23.44 | 7.48 | 0.10709 | 23.44
9.96 | 19.92 | 7.48 | 0.10709 | 19.92
11.92 | 23.84 | 7.48 | 0.10709 | 23.84
14.2 | 28.4 | 7.48 | 0.10709 | 28.4
16.32 | 32.64 | 7.48 | 0.10709 | 32.64
22.72 | 45.44 | 7.48 | 0.10709 | 45.44
23.64 | 47.28 | 7.48 | 0.10709 | 47.28
31.44 | 62.88 | 7.48 | 0.10709 | 62.88
40 | 80 | 7.48 | 0.10709 | 80
42.64 | 85.28 | 7.48 | 0.12502 | 85.28
47.32 | 94.64 | 7.48 | 0.12502 | 94.64
45.84 | 91.68 | 7.48 | 0.12502 | 91.68
45 | 90 | 12.23 | 0.12502 | 90
48.72 | 97.44 | 12.23 | 0.12502 | 97.44
45.12 | 90.24 | 12.23 | 0.12502 | 90.24
44.8 | 89.6 | 12.23 | 0.12502 | 89.6
42.04 | 84.08 | 7.48 | 0.12502 | 84.08
45.92 | 91.84 | 7.48 | 0.12502 | 91.84
49.48 | 98.96 | 7.48 | 0.12502 | 98.96
47.24 | 94.48 | 7.48 | 0.10709 | 94.48
41.12 | 82.24 | 7.48 | 0.10709 | 82.24
31.72 | 63.44 | 7.48 | 0.10709 | 63.44
14.56 | 29.12 | 7.48 | 0.10709 | 29.12
9.32 | 18.64 | 7.48 | 0.10709 | 18.64
11.84 | 23.68 | 7.48 | 0.10709 | 23.68
11.72 | 23.44 | 7.48 | 0.10709 | 23.44
12.84 | 25.68 | 7.48 | 0.10709 | 25.68
14.28 | 28.56 | 7.48 | 0.10709 | 28.56
21.28 | 42.56 | 7.48 | 0.10709 | 42.56
27.84 | 55.68 | 7.48 | 0.10709 | 55.68
30.4 | 60.8 | 7.48 | 0.10709 | 60.8
34.84 | 69.68 | 7.48 | 0.10709 | 69.68
39.48 | 78.96 | 7.48 | 0.10709 | 78.96
43.28 | 86.56 | 7.48 | 0.12502 | 86.56
42.92 | 85.84 | 7.48 | 0.12502 | 85.84
39.84 | 79.68 | 7.48 | 0.12502 | 79.68
40.44 | 80.88 | 12.23 | 0.12502 | 80.88
43.2 | 86.4 | 12.23 | 0.12502 | 86.4
47.6 | 95.2 | 12.23 | 0.12502 | 95.2
60.44 | 120.88 | 12.23 | 0.12502 | 120.88
51.52 | 103.04 | 7.48 | 0.12502 | 103.04
52.16 | 104.32 | 7.48 | 0.12502 | 104.32
48.32 | 96.64 | 7.48 | 0.12502 | 96.64
35.4 | 70.8 | 7.48 | 0.10709 | 70.8
29.92 | 59.84 | 7.48 | 0.10709 | 59.84
21.08 | 42.16 | 7.48 | 0.10709 | 42.16
11.32 | 22.64 | 7.48 | 0.10709 | 22.64
9.8 | 19.6 | 7.48 | 0.10709 | 19.6
9.72 | 19.44 | 7.48 | 0.10709 | 19.44
9.72 | 19.44 | 7.48 | 0.10709 | 19.44
12.6 | 25.2 | 7.48 | 0.10709 | 25.2
14.84 | 29.68 | 7.48 | 0.10709 | 29.68
18 | 36 | 7.48 | 0.10709 | 36
23.88 | 47.76 | 7.48 | 0.10709 | 47.76
23.76 | 47.52 | 7.48 | 0.10709 | 47.52
24.88 | 49.76 | 7.48 | 0.10709 | 49.76
29.36 | 58.72 | 7.48 | 0.10709 | 58.72
33.08 | 66.16 | 7.48 | 0.12502 | 66.16
30.16 | 60.32 | 7.48 | 0.12502 | 60.32
28.56 | 57.12 | 7.48 | 0.12502 | 57.12
31.12 | 62.24 | 12.23 | 0.12502 | 62.24
32.96 | 65.92 | 12.23 | 0.12502 | 65.92
33 | 66 | 12.23 | 0.12502 | 66
36.4 | 72.8 | 12.23 | 0.12502 | 72.8
35.16 | 70.32 | 7.48 | 0.12502 | 70.32
31.16 | 62.32 | 7.48 | 0.12502 | 62.32
28.92 | 57.84 | 7.48 | 0.12502 | 57.84
26.68 | 53.36 | 7.48 | 0.10709 | 53.36
22.56 | 45.12 | 7.48 | 0.10709 | 45.12
19.48 | 38.96 | 7.48 | 0.10709 | 38.96
11.04 | 22.08 | 7.48 | 0.10709 | 22.08
9.92 | 19.84 | 7.48 | 0.10709 | 19.84
9.76 | 19.52 | 7.48 | 0.10709 | 19.52
9.56 | 19.12 | 7.48 | 0.10709 | 19.12
12.52 | 25.04 | 7.48 | 0.10709 | 25.04
14.52 | 29.04 | 7.48 | 0.10709 | 29.04
17.2 | 34.4 | 7.48 | 0.10709 | 34.4
24.36 | 48.72 | 7.48 | 0.10709 | 48.72
23.12 | 46.24 | 7.48 | 0.10709 | 46.24
24.92 | 49.84 | 7.48 | 0.10709 | 49.84
26.76 | 53.52 | 7.48 | 0.10709 | 53.52
28.2 | 56.4 | 7.48 | 0.12502 | 56.4
29.44 | 58.88 | 7.48 | 0.12502 | 58.88
30.16 | 60.32 | 7.48 | 0.12502 | 60.32
33.4 | 66.8 | 12.23 | 0.12502 | 66.8
33.28 | 66.56 | 12.23 | 0.12502 | 66.56
37.92 | 75.84 | 12.23 | 0.12502 | 75.84
40.56 | 81.12 | 12.23 | 0.12502 | 81.12
40.88 | 81.76 | 7.48 | 0.12502 | 81.76
40.48 | 80.96 | 7.48 | 0.12502 | 80.96
39.88 | 79.76 | 7.48 | 0.12502 | 79.76
36.36 | 72.72 | 7.48 | 0.10709 | 72.72
28.28 | 56.56 | 7.48 | 0.10709 | 56.56
18.28 | 36.56 | 7.48 | 0.10709 | 36.56
11.44 | 22.88 | 7.48 | 0.10709 | 22.88
11.12 | 22.24 | 7.48 | 0.10709 | 22.24
8.84 | 17.68 | 7.48 | 0.10709 | 17.68
8.24 | 16.48 | 7.48 | 0.10709 | 16.48
10.76 | 21.52 | 7.48 | 0.10709 | 21.52
13.32 | 26.64 | 7.48 | 0.10709 | 26.64
16.36 | 32.72 | 7.48 | 0.10709 | 32.72
22.2 | 44.4 | 7.48 | 0.10709 | 44.4
23.36 | 46.72 | 7.48 | 0.10709 | 46.72
27.44 | 54.88 | 7.48 | 0.10709 | 54.88
33.68 | 67.36 | 7.48 | 0.10709 | 67.36
41.96 | 83.92 | 7.48 | 0.10709 | 83.92
47 | 94 | 7.48 | 0.10709 | 94
40.16 | 80.32 | 7.48 | 0.10709 | 80.32
34.44 | 68.88 | 7.48 | 0.10709 | 68.88
35.96 | 71.92 | 7.48 | 0.10709 | 71.92
36.32 | 72.64 | 7.48 | 0.10709 | 72.64
35.52 | 71.04 | 7.48 | 0.10709 | 71.04
32.64 | 65.28 | 7.48 | 0.10709 | 65.28
32.28 | 64.56 | 7.48 | 0.10709 | 64.56
30.04 | 60.08 | 7.48 | 0.10709 | 60.08
28.56 | 57.12 | 7.48 | 0.10709 | 57.12
24.92 | 49.84 | 7.48 | 0.10709 | 49.84
19 | 38 | 7.48 | 0.10709 | 38
11.2 | 22.4 | 7.48 | 0.10709 | 22.4
14.12 | 28.24 | 7.48 | 0.10709 | 28.24
10.24 | 20.48 | 7.48 | 0.10709 | 20.48
9.84 | 19.68 | 7.48 | 0.10709 | 19.68
11.16 | 22.32 | 7.48 | 0.10709 | 22.32
11.76 | 23.52 | 7.48 | 0.10709 | 23.52
13.48 | 26.96 | 7.48 | 0.10709 | 26.96
16.8 | 33.6 | 7.48 | 0.10709 | 33.6
20.24 | 40.48 | 7.48 | 0.10709 | 40.48
22.6 | 45.2 | 7.48 | 0.10709 | 45.2
25.48 | 50.96 | 7.48 | 0.10709 | 50.96
28.56 | 57.12 | 7.48 | 0.10709 | 57.12
31.56 | 63.12 | 7.48 | 0.10709 | 63.12
33.32 | 66.64 | 7.48 | 0.10709 | 66.64
33.28 | 66.56 | 7.48 | 0.10709 | 66.56
34.32 | 68.64 | 7.48 | 0.10709 | 68.64
35.8 | 71.6 | 7.48 | 0.10709 | 71.6
38.6 | 77.2 | 7.48 | 0.10709 | 77.2
38.16 | 76.32 | 7.48 | 0.10709 | 76.32
34.6 | 69.2 | 7.48 | 0.10709 | 69.2
33.16 | 66.32 | 7.48 | 0.10709 | 66.32
31.04 | 62.08 | 7.48 | 0.10709 | 62.08
28 | 56 | 7.48 | 0.10709 | 56
23 | 46 | 7.48 | 0.10709 | 46
14.08 | 28.16 | 7.48 | 0.10709 | 28.16
12.36 | 24.72 | 7.48 | 0.10709 | 24.72
12 | 24 | 7.48 | 0.10709 | 24
11.6 | 23.2 | 7.48 | 0.10709 | 23.2
12.32 | 24.64 | 7.48 | 0.10709 | 24.64
13.2 | 26.4 | 7.48 | 0.10709 | 26.4
13.96 | 27.92 | 7.48 | 0.10709 | 27.92
14.96 | 29.92 | 7.48 | 0.10709 | 29.92
16.16 | 32.32 | 7.48 | 0.10709 | 32.32
22.08 | 44.16 | 7.48 | 0.10709 | 44.16
24.6 | 49.2 | 7.48 | 0.10709 | 49.2
26.76 | 53.52 | 7.48 | 0.12502 | 53.52
29.88 | 59.76 | 7.48 | 0.12502 | 59.76
32 | 64 | 7.48 | 0.12502 | 64
33.16 | 66.32 | 12.23 | 0.12502 | 66.32
34.2 | 68.4 | 12.23 | 0.12502 | 68.4
36.12 | 72.24 | 12.23 | 0.12502 | 72.24
37.4 | 74.8 | 12.23 | 0.12502 | 74.8
37.8 | 75.6 | 7.48 | 0.12502 | 75.6
31.12 | 62.24 | 7.48 | 0.12502 | 62.24
24.4 | 48.8 | 7.48 | 0.12502 | 48.8
22.44 | 44.88 | 7.48 | 0.10709 | 44.88
20.52 | 41.04 | 7.48 | 0.10709 | 41.04
19.36 | 38.72 | 7.48 | 0.10709 | 38.72
12.36 | 24.72 | 7.48 | 0.10709 | 24.72
9.88 | 19.76 | 7.48 | 0.10709 | 19.76
10.72 | 21.44 | 7.48 | 0.10709 | 21.44
10.72 | 21.44 | 7.48 | 0.10709 | 21.44
11.6 | 23.2 | 7.48 | 0.10709 | 23.2
12.84 | 25.68 | 7.48 | 0.10709 | 25.68
14.04 | 28.08 | 7.48 | 0.10709 | 28.08
14.84 | 29.68 | 7.48 | 0.10709 | 29.68
12.6 | 25.2 | 7.48 | 0.10709 | 25.2
12.64 | 25.28 | 7.48 | 0.10709 | 25.28
17.08 | 34.16 | 7.48 | 0.10709 | 34.16
20.88 | 41.76 | 7.48 | 0.12502 | 41.76
22 | 44 | 7.48 | 0.12502 | 44
22.08 | 44.16 | 7.48 | 0.12502 | 44.16
22.44 | 44.88 | 12.23 | 0.12502 | 44.88
24.24 | 48.48 | 12.23 | 0.12502 | 48.48
28.4 | 56.8 | 12.23 | 0.12502 | 56.8
32.2 | 64.4 | 12.23 | 0.12502 | 64.4
30.08 | 60.16 | 7.48 | 0.12502 | 60.16
21.84 | 43.68 | 7.48 | 0.12502 | 43.68
18.84 | 37.68 | 7.48 | 0.12502 | 37.68
18 | 36 | 7.48 | 0.10709 | 36
17 | 34 | 7.48 | 0.10709 | 34
18.92 | 37.84 | 7.48 | 0.10709 | 37.84
15.76 | 31.52 | 7.48 | 0.10709 | 31.52
14.36 | 28.72 | 7.48 | 0.10709 | 28.72
15.08 | 30.16 | 7.48 | 0.10709 | 30.16
14.28 | 28.56 | 7.48 | 0.10709 | 28.56
12.24 | 24.48 | 7.48 | 0.10709 | 24.48
13.2 | 26.4 | 7.48 | 0.10709 | 26.4
15.96 | 31.92 | 7.48 | 0.10709 | 31.92
22.4 | 44.8 | 7.48 | 0.10709 | 44.8
20.52 | 41.04 | 7.48 | 0.10709 | 41.04
24.28 | 48.56 | 7.48 | 0.10709 | 48.56
25.88 | 51.76 | 7.48 | 0.10709 | 51.76
26.44 | 52.88 | 7.48 | 0.12502 | 52.88
31.68 | 63.36 | 7.48 | 0.12502 | 63.36
27.08 | 54.16 | 7.48 | 0.12502 | 54.16
24.56 | 49.12 | 12.23 | 0.12502 | 49.12
24.44 | 48.88 | 12.23 | 0.12502 | 48.88
23.88 | 47.76 | 12.23 | 0.12502 | 47.76
23.92 | 47.84 | 12.23 | 0.12502 | 47.84
26.6 | 53.2 | 7.48 | 0.12502 | 53.2
24.8 | 49.6 | 7.48 | 0.12502 | 49.6
24.88 | 49.76 | 7.48 | 0.12502 | 49.76
23.84 | 47.68 | 7.48 | 0.10709 | 47.68
22.24 | 44.48 | 7.48 | 0.10709 | 44.48
18.4 | 36.8 | 7.48 | 0.10709 | 36.8
11.32 | 22.64 | 7.48 | 0.10709 | 22.64
9.68 | 19.36 | 7.48 | 0.10709 | 19.36
10.4 | 20.8 | 7.48 | 0.10709 | 20.8
9.72 | 19.44 | 7.48 | 0.10709 | 19.44
11.72 | 23.44 | 7.48 | 0.10709 | 23.44
12.4 | 24.8 | 7.48 | 0.10709 | 24.8
15.56 | 31.12 | 7.48 | 0.10709 | 31.12
21.44 | 42.88 | 7.48 | 0.10709 | 42.88
22.04 | 44.08 | 7.48 | 0.10709 | 44.08
25.24 | 50.48 | 7.48 | 0.10709 | 50.48
33.16 | 66.32 | 7.48 | 0.10709 | 66.32
32.16 | 64.32 | 7.48 | 0.12502 | 64.32
33.52 | 67.04 | 7.48 | 0.12502 | 67.04
32.24 | 64.48 | 7.48 | 0.12502 | 64.48
31.88 | 63.76 | 12.23 | 0.12502 | 63.76
31.2 | 62.4 | 12.23 | 0.12502 | 62.4
31.6 | 63.2 | 12.23 | 0.12502 | 63.2
30.32 | 60.64 | 12.23 | 0.12502 | 60.64
31.04 | 62.08 | 7.48 | 0.12502 | 62.08
29.36 | 58.72 | 7.48 | 0.12502 | 58.72
28 | 56 | 7.48 | 0.12502 | 56
28 | 56 | 7.48 | 0.10709 | 56
24.88 | 49.76 | 7.48 | 0.10709 | 49.76
20.68 | 41.36 | 7.48 | 0.10709 | 41.36
11 | 22 | 7.48 | 0.10709 | 22
9.2 | 18.4 | 7.48 | 0.10336 | 18.4
11.48 | 22.96 | 7.48 | 0.10336 | 22.96
12.88 | 25.76 | 7.48 | 0.10336 | 25.76
12.32 | 24.64 | 7.48 | 0.10336 | 24.64
12.76 | 25.52 | 7.48 | 0.10336 | 25.52
14.28 | 28.56 | 7.48 | 0.10336 | 28.56
22.52 | 45.04 | 7.48 | 0.10336 | 45.04
21.76 | 43.52 | 7.48 | 0.10336 | 43.52
24.24 | 48.48 | 7.48 | 0.10336 | 48.48
28.52 | 57.04 | 7.48 | 0.10336 | 57.04
32.88 | 65.76 | 11.23 | 0.12409 | 65.76
31.24 | 62.48 | 11.23 | 0.12409 | 62.48
31.44 | 62.88 | 11.23 | 0.12409 | 62.88
31.04 | 62.08 | 17.48 | 0.13136 | 62.08
30.4 | 60.8 | 17.48 | 0.13136 | 60.8
32.16 | 64.32 | 17.48 | 0.13136 | 64.32
32.28 | 64.56 | 17.48 | 0.13136 | 64.56
31.36 | 62.72 | 11.23 | 0.12409 | 62.72
28.52 | 57.04 | 11.23 | 0.12409 | 57.04
26.56 | 53.12 | 11.23 | 0.12409 | 53.12
26.6 | 53.2 | 7.48 | 0.10336 | 53.2
28.72 | 57.44 | 7.48 | 0.10336 | 57.44
29.8 | 59.6 | 7.48 | 0.10336 | 59.6
23.08 | 46.16 | 7.48 | 0.10336 | 46.16
21.88 | 43.76 | 7.48 | 0.10336 | 43.76
22.04 | 44.08 | 7.48 | 0.10336 | 44.08
20.08 | 40.16 | 7.48 | 0.10336 | 40.16
21.56 | 43.12 | 7.48 | 0.10336 | 43.12
16.44 | 32.88 | 7.48 | 0.10336 | 32.88
16.48 | 32.96 | 7.48 | 0.10336 | 32.96
22.44 | 44.88 | 7.48 | 0.10336 | 44.88
23.68 | 47.36 | 7.48 | 0.10336 | 47.36
25.72 | 51.44 | 7.48 | 0.10336 | 51.44
29.52 | 59.04 | 7.48 | 0.10336 | 59.04
31.16 | 62.32 | 7.48 | 0.10336 | 62.32
38.08 | 76.16 | 7.48 | 0.10336 | 76.16
35.48 | 70.96 | 7.48 | 0.10336 | 70.96
34 | 68 | 7.48 | 0.10336 | 68
33.76 | 67.52 | 7.48 | 0.10336 | 67.52
35.2 | 70.4 | 7.48 | 0.10336 | 70.4
36.36 | 72.72 | 7.48 | 0.10336 | 72.72
35.68 | 71.36 | 7.48 | 0.10336 | 71.36
36.32 | 72.64 | 7.48 | 0.10336 | 72.64
33.84 | 67.68 | 7.48 | 0.10336 | 67.68
28.44 | 56.88 | 7.48 | 0.10336 | 56.88
21.4 | 42.8 | 7.48 | 0.10336 | 42.8
19.04 | 38.08 | 7.48 | 0.10336 | 38.08
11.4 | 22.8 | 7.48 | 0.10336 | 22.8
9.44 | 18.88 | 7.48 | 0.10336 | 18.88
10.8 | 21.6 | 7.48 | 0.10336 | 21.6
11.2 | 22.4 | 7.48 | 0.10336 | 22.4
12.24 | 24.48 | 7.48 | 0.10336 | 24.48
13.96 | 27.92 | 7.48 | 0.10336 | 27.92
15.48 | 30.96 | 7.48 | 0.10336 | 30.96
14.76 | 29.52 | 7.48 | 0.10336 | 29.52
18.6 | 37.2 | 7.48 | 0.10336 | 37.2
19.32 | 38.64 | 7.48 | 0.10336 | 38.64
22 | 44 | 7.48 | 0.10336 | 44
23.08 | 46.16 | 7.48 | 0.10336 | 46.16
25.88 | 51.76 | 7.48 | 0.10336 | 51.76
25.32 | 50.64 | 7.48 | 0.10336 | 50.64
26.68 | 53.36 | 7.48 | 0.10336 | 53.36
25.28 | 50.56 | 7.48 | 0.10336 | 50.56
26.96 | 53.92 | 7.48 | 0.10336 | 53.92
26.04 | 52.08 | 7.48 | 0.10336 | 52.08
26.84 | 53.68 | 7.48 | 0.10336 | 53.68
21 | 42 | 7.48 | 0.10336 | 42
16.84 | 33.68 | 7.48 | 0.10336 | 33.68
15.84 | 31.68 | 7.48 | 0.10336 | 31.68
16.12 | 32.24 | 7.48 | 0.10336 | 32.24
15.8 | 31.6 | 7.48 | 0.10336 | 31.6
13.48 | 26.96 | 7.48 | 0.10336 | 26.96
12.2 | 24.4 | 7.48 | 0.10336 | 24.4
10.08 | 20.16 | 7.48 | 0.10336 | 20.16
9.08 | 18.16 | 7.48 | 0.10336 | 18.16
12.04 | 24.08 | 7.48 | 0.10336 | 24.08
13.12 | 26.24 | 7.48 | 0.10336 | 26.24
14.72 | 29.44 | 7.48 | 0.10336 | 29.44
14.6 | 29.2 | 7.48 | 0.10336 | 29.2
16.4 | 32.8 | 7.48 | 0.10336 | 32.8
19.4 | 38.8 | 7.48 | 0.10336 | 38.8
20.08 | 40.16 | 7.48 | 0.10336 | 40.16
19.56 | 39.12 | 11.23 | 0.12409 | 39.12
22.2 | 44.4 | 11.23 | 0.12409 | 44.4
23.16 | 46.32 | 11.23 | 0.12409 | 46.32
24.24 | 48.48 | 17.48 | 0.13136 | 48.48
26.52 | 53.04 | 17.48 | 0.13136 | 53.04
26.6 | 53.2 | 17.48 | 0.13136 | 53.2
25.92 | 51.84 | 17.48 | 0.13136 | 51.84
28.52 | 57.04 | 11.23 | 0.12409 | 57.04
26.2 | 52.4 | 11.23 | 0.12409 | 52.4
19.36 | 38.72 | 11.23 | 0.12409 | 38.72
16.16 | 32.32 | 7.48 | 0.10336 | 32.32
16.8 | 33.6 | 7.48 | 0.10336 | 33.6
18.76 | 37.52 | 7.48 | 0.10336 | 37.52
13.24 | 26.48 | 7.48 | 0.10336 | 26.48
10.36 | 20.72 | 7.48 | 0.10336 | 20.72
13.64 | 27.28 | 7.48 | 0.10336 | 27.28
14.28 | 28.56 | 7.48 | 0.10336 | 28.56
17 | 34 | 7.48 | 0.10336 | 34
16.12 | 32.24 | 7.48 | 0.10336 | 32.24
16.28 | 32.56 | 7.48 | 0.10336 | 32.56
20.2 | 40.4 | 7.48 | 0.10336 | 40.4
22.08 | 44.16 | 7.48 | 0.10336 | 44.16
23.8 | 47.6 | 7.48 | 0.10336 | 47.6
28 | 56 | 7.48 | 0.10336 | 56
33.4 | 66.8 | 11.23 | 0.12409 | 66.8
34.84 | 69.68 | 11.23 | 0.12409 | 69.68
32.4 | 64.8 | 11.23 | 0.12409 | 64.8
31.88 | 63.76 | 17.48 | 0.13136 | 63.76
33.24 | 66.48 | 17.48 | 0.13136 | 66.48
35.52 | 71.04 | 17.48 | 0.13136 | 71.04
36.16 | 72.32 | 17.48 | 0.13136 | 72.32
36.52 | 73.04 | 11.23 | 0.12409 | 73.04
37.68 | 75.36 | 11.23 | 0.12409 | 75.36
35.64 | 71.28 | 11.23 | 0.12409 | 71.28
33.8 | 67.6 | 7.48 | 0.10336 | 67.6
29.84 | 59.68 | 7.48 | 0.10336 | 59.68
20.52 | 41.04 | 7.48 | 0.10336 | 41.04
11.84 | 23.68 | 7.48 | 0.10336 | 23.68
9.64 | 19.28 | 7.48 | 0.10336 | 19.28
10.48 | 20.96 | 7.48 | 0.10336 | 20.96
10.84 | 21.68 | 7.48 | 0.10336 | 21.68
12.32 | 24.64 | 7.48 | 0.10336 | 24.64
13.76 | 27.52 | 7.48 | 0.10336 | 27.52
16.56 | 33.12 | 7.48 | 0.10336 | 33.12
22.88 | 45.76 | 7.48 | 0.10336 | 45.76
23.88 | 47.76 | 7.48 | 0.10336 | 47.76
29.84 | 59.68 | 7.48 | 0.10336 | 59.68
33.12 | 66.24 | 7.48 | 0.10336 | 66.24
37.2 | 74.4 | 11.23 | 0.12409 | 74.4
42.56 | 85.12 | 11.23 | 0.12409 | 85.12
38.84 | 77.68 | 11.23 | 0.12409 | 77.68
39.08 | 78.16 | 17.48 | 0.13136 | 78.16
39.08 | 78.16 | 17.48 | 0.13136 | 78.16
40.88 | 81.76 | 17.48 | 0.13136 | 81.76
43.44 | 86.88 | 17.48 | 0.13136 | 86.88
44.84 | 89.68 | 11.23 | 0.12409 | 89.68
41.52 | 83.04 | 11.23 | 0.12409 | 83.04
39.32 | 78.64 | 11.23 | 0.12409 | 78.64
34.72 | 69.44 | 7.48 | 0.10336 | 69.44
25.8 | 51.6 | 7.48 | 0.10336 | 51.6
19.68 | 39.36 | 7.48 | 0.10336 | 39.36
11.28 | 22.56 | 7.48 | 0.10336 | 22.56
10.04 | 20.08 | 7.48 | 0.10336 | 20.08
15.36 | 30.72 | 7.48 | 0.10336 | 30.72
15.48 | 30.96 | 7.48 | 0.10336 | 30.96
17.48 | 34.96 | 7.48 | 0.10336 | 34.96
17.76 | 35.52 | 7.48 | 0.10336 | 35.52
15.2 | 30.4 | 7.48 | 0.10336 | 30.4
20.84 | 41.68 | 7.48 | 0.10336 | 41.68
23.48 | 46.96 | 7.48 | 0.10336 | 46.96
31.84 | 63.68 | 7.48 | 0.10336 | 63.68
32.52 | 65.04 | 7.48 | 0.10336 | 65.04
35.28 | 70.56 | 11.23 | 0.12409 | 70.56
38.84 | 77.68 | 11.23 | 0.12409 | 77.68
34.52 | 69.04 | 11.23 | 0.12409 | 69.04
35.12 | 70.24 | 17.48 | 0.13136 | 70.24
34.84 | 69.68 | 17.48 | 0.13136 | 69.68
34.84 | 69.68 | 17.48 | 0.13136 | 69.68
35.76 | 71.52 | 17.48 | 0.13136 | 71.52
35.08 | 70.16 | 11.23 | 0.12409 | 70.16
33.96 | 67.92 | 11.23 | 0.12409 | 67.92
31.48 | 62.96 | 11.23 | 0.12409 | 62.96
28.84 | 57.68 | 7.48 | 0.10336 | 57.68
26.4 | 52.8 | 7.48 | 0.10336 | 52.8
22.88 | 45.76 | 7.48 | 0.10336 | 45.76
14.4 | 28.8 | 7.48 | 0.10336 | 28.8
11 | 22 | 7.48 | 0.10336 | 22
10.56 | 21.12 | 7.48 | 0.10336 | 21.12
12.04 | 24.08 | 7.48 | 0.10336 | 24.08
12.08 | 24.16 | 7.48 | 0.10336 | 24.16
13.68 | 27.36 | 7.48 | 0.10336 | 27.36
16.28 | 32.56 | 7.48 | 0.10336 | 32.56
22.76 | 45.52 | 7.48 | 0.10336 | 45.52
22.24 | 44.48 | 7.48 | 0.10336 | 44.48
24.48 | 48.96 | 7.48 | 0.10336 | 48.96
25.72 | 51.44 | 7.48 | 0.10336 | 51.44
31 | 62 | 11.23 | 0.12409 | 62
34.48 | 68.96 | 11.23 | 0.12409 | 68.96
31.92 | 63.84 | 11.23 | 0.12409 | 63.84
30.48 | 60.96 | 17.48 | 0.13136 | 60.96
28.2 | 56.4 | 17.48 | 0.13136 | 56.4
30.44 | 60.88 | 17.48 | 0.13136 | 60.88
31.28 | 62.56 | 17.48 | 0.13136 | 62.56
28.2 | 56.4 | 11.23 | 0.12409 | 56.4
27.12 | 54.24 | 11.23 | 0.12409 | 54.24
24.48 | 48.96 | 11.23 | 0.12409 | 48.96
24.2 | 48.4 | 7.48 | 0.10336 | 48.4
22 | 44 | 7.48 | 0.10336 | 44
16.88 | 33.76 | 7.48 | 0.10336 | 33.76
10.6 | 21.2 | 7.48 | 0.10336 | 21.2
9.2 | 18.4 | 7.48 | 0.10336 | 18.4
9.76 | 19.52 | 7.48 | 0.10336 | 19.52
9.72 | 19.44 | 7.48 | 0.10336 | 19.44
12.64 | 25.28 | 7.48 | 0.10336 | 25.28
13.84 | 27.68 | 7.48 | 0.10336 | 27.68
16.32 | 32.64 | 7.48 | 0.10336 | 32.64
22.48 | 44.96 | 7.48 | 0.10336 | 44.96
22.32 | 44.64 | 7.48 | 0.10336 | 44.64
24.08 | 48.16 | 7.48 | 0.10336 | 48.16
27.16 | 54.32 | 7.48 | 0.10336 | 54.32
33.16 | 66.32 | 7.48 | 0.10336 | 66.32
30.12 | 60.24 | 7.48 | 0.10336 | 60.24
26.96 | 53.92 | 7.48 | 0.10336 | 53.92
26.08 | 52.16 | 7.48 | 0.10336 | 52.16
25.92 | 51.84 | 7.48 | 0.10336 | 51.84
25.08 | 50.16 | 7.48 | 0.10336 | 50.16
24.8 | 49.6 | 7.48 | 0.10336 | 49.6
25.32 | 50.64 | 7.48 | 0.10336 | 50.64
25.28 | 50.56 | 7.48 | 0.10336 | 50.56
25.36 | 50.72 | 7.48 | 0.10336 | 50.72
24.84 | 49.68 | 7.48 | 0.10336 | 49.68
24.56 | 49.12 | 7.48 | 0.10336 | 49.12
26.88 | 53.76 | 7.48 | 0.10336 | 53.76
23.96 | 47.92 | 7.48 | 0.10336 | 47.92
22.48 | 44.96 | 7.48 | 0.10336 | 44.96
22.4 | 44.8 | 7.48 | 0.10336 | 44.8
21.32 | 42.64 | 7.48 | 0.10336 | 42.64
22.76 | 45.52 | 7.48 | 0.10336 | 45.52
21.84 | 43.68 | 7.48 | 0.10336 | 43.68
20.72 | 41.44 | 7.48 | 0.10336 | 41.44
20.32 | 40.64 | 7.48 | 0.10336 | 40.64
20.72 | 41.44 | 7.48 | 0.10336 | 41.44
21.16 | 42.32 | 7.48 | 0.10336 | 42.32
22.16 | 44.32 | 7.48 | 0.10336 | 44.32
23.56 | 47.12 | 7.48 | 0.10336 | 47.12
23.28 | 46.56 | 7.48 | 0.10336 | 46.56
23.4 | 46.8 | 7.48 | 0.10336 | 46.8
24.08 | 48.16 | 7.48 | 0.10336 | 48.16
23.96 | 47.92 | 7.48 | 0.10336 | 47.92
25.48 | 50.96 | 7.48 | 0.10336 | 50.96
25.8 | 51.6 | 7.48 | 0.10336 | 51.6
24.24 | 48.48 | 7.48 | 0.10336 | 48.48
21.16 | 42.32 | 7.48 | 0.10336 | 42.32
15.6 | 31.2 | 7.48 | 0.10336 | 31.2
19.16 | 38.32 | 7.48 | 0.10336 | 38.32
24.96 | 49.92 | 7.48 | 0.10336 | 49.92
26.08 | 52.16 | 7.48 | 0.10336 | 52.16
22.96 | 45.92 | 7.48 | 0.10336 | 45.92
21.96 | 43.92 | 7.48 | 0.10336 | 43.92
22.32 | 44.64 | 7.48 | 0.10336 | 44.64
21.52 | 43.04 | 7.48 | 0.10336 | 43.04
22.72 | 45.44 | 7.48 | 0.10336 | 45.44
21.96 | 43.92 | 7.48 | 0.10336 | 43.92
20.64 | 41.28 | 7.48 | 0.10336 | 41.28
20.12 | 40.24 | 7.48 | 0.10336 | 40.24
18.64 | 37.28 | 7.48 | 0.10336 | 37.28
19.24 | 38.48 | 7.48 | 0.10336 | 38.48
21.16 | 42.32 | 7.48 | 0.10336 | 42.32
21.36 | 42.72 | 11.23 | 0.12409 | 42.72
23.32 | 46.64 | 11.23 | 0.12409 | 46.64
25.2 | 50.4 | 11.23 | 0.12409 | 50.4
26.56 | 53.12 | 17.48 | 0.13136 | 53.12
27.68 | 55.36 | 17.48 | 0.13136 | 55.36
31.72 | 63.44 | 17.48 | 0.13136 | 63.44
28.92 | 57.84 | 17.48 | 0.13136 | 57.84
27.96 | 55.92 | 11.23 | 0.12409 | 55.92
26.8 | 53.6 | 11.23 | 0.12409 | 53.6
24.08 | 48.16 | 11.23 | 0.12409 | 48.16
23.4 | 46.8 | 7.48 | 0.10336 | 46.8
26.4 | 52.8 | 7.48 | 0.10336 | 52.8
26.68 | 53.36 | 7.48 | 0.10336 | 53.36
21.56 | 43.12 | 7.48 | 0.10336 | 43.12
20.2 | 40.4 | 7.48 | 0.10336 | 40.4
20.64 | 41.28 | 7.48 | 0.10336 | 41.28
20.44 | 40.88 | 7.48 | 0.10336 | 40.88
20.52 | 41.04 | 7.48 | 0.10336 | 41.04
20.24 | 40.48 | 7.48 | 0.10336 | 40.48
19.44 | 38.88 | 7.48 | 0.10336 | 38.88
21.08 | 42.16 | 7.48 | 0.10336 | 42.16
22.28 | 44.56 | 7.48 | 0.10336 | 44.56
24.48 | 48.96 | 7.48 | 0.10336 | 48.96
27.32 | 54.64 | 7.48 | 0.10336 | 54.64
31.32 | 62.64 | 11.23 | 0.12409 | 62.64
33.16 | 66.32 | 11.23 | 0.12409 | 66.32
26.72 | 53.44 | 11.23 | 0.12409 | 53.44
25.56 | 51.12 | 17.48 | 0.13136 | 51.12
25.52 | 51.04 | 17.48 | 0.13136 | 51.04
24.4 | 48.8 | 17.48 | 0.13136 | 48.8
22.76 | 45.52 | 17.48 | 0.13136 | 45.52
22.76 | 45.52 | 11.23 | 0.12409 | 45.52
24.2 | 48.4 | 11.23 | 0.12409 | 48.4
24.64 | 49.28 | 11.23 | 0.12409 | 49.28
25.52 | 51.04 | 7.48 | 0.10336 | 51.04
24.92 | 49.84 | 7.48 | 0.10336 | 49.84
17.92 | 35.84 | 7.48 | 0.10336 | 35.84
10.84 | 21.68 | 7.48 | 0.10336 | 21.68
8.88 | 17.76 | 7.48 | 0.10336 | 17.76
8.96 | 17.92 | 7.48 | 0.10336 | 17.92
9.84 | 19.68 | 7.48 | 0.10336 | 19.68
12.16 | 24.32 | 7.48 | 0.10336 | 24.32
13.8 | 27.6 | 7.48 | 0.10336 | 27.6
16.12 | 32.24 | 7.48 | 0.10336 | 32.24
22.56 | 45.12 | 7.48 | 0.10336 | 45.12
22 | 44 | 7.48 | 0.10336 | 44
23.24 | 46.48 | 7.48 | 0.10336 | 46.48
24.4 | 48.8 | 7.48 | 0.10336 | 48.8
29.64 | 59.28 | 11.23 | 0.12409 | 59.28
27.8 | 55.6 | 11.23 | 0.12409 | 55.6
25.56 | 51.12 | 11.23 | 0.12409 | 51.12
24.64 | 49.28 | 17.48 | 0.13136 | 49.28
24.92 | 49.84 | 17.48 | 0.13136 | 49.84
25.32 | 50.64 | 17.48 | 0.13136 | 50.64
26.04 | 52.08 | 17.48 | 0.13136 | 52.08
25.56 | 51.12 | 11.23 | 0.12409 | 51.12
25 | 50 | 11.23 | 0.12409 | 50
23.6 | 47.2 | 11.23 | 0.12409 | 47.2
23.48 | 46.96 | 7.48 | 0.10336 | 46.96
24.72 | 49.44 | 7.48 | 0.10336 | 49.44
26.12 | 52.24 | 7.48 | 0.10336 | 52.24
21.68 | 43.36 | 7.48 | 0.10336 | 43.36
19.96 | 39.92 | 7.48 | 0.10336 | 39.92
20.16 | 40.32 | 7.48 | 0.10336 | 40.32
20.32 | 40.64 | 7.48 | 0.10336 | 40.64
21.32 | 42.64 | 7.48 | 0.10336 | 42.64
22.76 | 45.52 | 7.48 | 0.10336 | 45.52
22.48 | 44.96 | 7.48 | 0.10336 | 44.96
23 | 46 | 7.48 | 0.10336 | 46
22.8 | 45.6 | 7.48 | 0.10336 | 45.6
24.52 | 49.04 | 7.48 | 0.10336 | 49.04
31.08 | 62.16 | 7.48 | 0.10336 | 62.16
31.12 | 62.24 | 11.23 | 0.12409 | 62.24
32.96 | 65.92 | 11.23 | 0.12409 | 65.92
30.32 | 60.64 | 11.23 | 0.12409 | 60.64
29.52 | 59.04 | 17.48 | 0.13136 | 59.04
28.72 | 57.44 | 17.48 | 0.13136 | 57.44
29.4 | 58.8 | 17.48 | 0.13136 | 58.8
28.68 | 57.36 | 17.48 | 0.13136 | 57.36
30.84 | 61.68 | 11.23 | 0.12409 | 61.68
30.2 | 60.4 | 11.23 | 0.12409 | 60.4
28.28 | 56.56 | 11.23 | 0.12409 | 56.56
26.56 | 53.12 | 7.48 | 0.10336 | 53.12
23.08 | 46.16 | 7.48 | 0.10336 | 46.16
17.04 | 34.08 | 7.48 | 0.10336 | 34.08
11.2 | 22.4 | 7.48 | 0.10336 | 22.4
11.64 | 23.28 | 7.48 | 0.10336 | 23.28
14.24 | 28.48 | 7.48 | 0.10336 | 28.48
14.52 | 29.04 | 7.48 | 0.10336 | 29.04
15.36 | 30.72 | 7.48 | 0.10336 | 30.72
14.04 | 28.08 | 7.48 | 0.10336 | 28.08
15.72 | 31.44 | 7.48 | 0.10336 | 31.44
22.24 | 44.48 | 7.48 | 0.10336 | 44.48
21.84 | 43.68 | 7.48 | 0.10336 | 43.68
24.6 | 49.2 | 7.48 | 0.10336 | 49.2
26.28 | 52.56 | 7.48 | 0.10336 | 52.56
28.44 | 56.88 | 11.23 | 0.12409 | 56.88
33.2 | 66.4 | 11.23 | 0.12409 | 66.4
27.76 | 55.52 | 11.23 | 0.12409 | 55.52
25.6 | 51.2 | 17.48 | 0.13136 | 51.2
25.32 | 50.64 | 17.48 | 0.13136 | 50.64
24.28 | 48.56 | 17.48 | 0.13136 | 48.56
23.96 | 47.92 | 17.48 | 0.13136 | 47.92
24.28 | 48.56 | 11.23 | 0.12409 | 48.56
23.56 | 47.12 | 11.23 | 0.12409 | 47.12
24.92 | 49.84 | 11.23 | 0.12409 | 49.84
24.84 | 49.68 | 7.48 | 0.10336 | 49.68
25.28 | 50.56 | 7.48 | 0.10336 | 50.56
18 | 36 | 7.48 | 0.10336 | 36
11.04 | 22.08 | 7.48 | 0.10336 | 22.08
8.96 | 17.92 | 7.48 | 0.10336 | 17.92
9.68 | 19.36 | 7.48 | 0.10336 | 19.36
9.24 | 18.48 | 7.48 | 0.10336 | 18.48
13.52 | 27.04 | 7.48 | 0.10336 | 27.04
14.8 | 29.6 | 7.48 | 0.10336 | 29.6
16.6 | 33.2 | 7.48 | 0.10336 | 33.2
22.6 | 45.2 | 7.48 | 0.10336 | 45.2
23.72 | 47.44 | 7.48 | 0.10336 | 47.44
25.6 | 51.2 | 7.48 | 0.10336 | 51.2
27.6 | 55.2 | 7.48 | 0.10336 | 55.2
31.84 | 63.68 | 7.48 | 0.10336 | 63.68
32.8 | 65.6 | 7.48 | 0.10336 | 65.6
29.48 | 58.96 | 7.48 | 0.10336 | 58.96
28.72 | 57.44 | 7.48 | 0.10336 | 57.44
26.8 | 53.6 | 7.48 | 0.10336 | 53.6
28.4 | 56.8 | 7.48 | 0.10336 | 56.8
27.6 | 55.2 | 7.48 | 0.10336 | 55.2
28.04 | 56.08 | 7.48 | 0.10336 | 56.08
27.64 | 55.28 | 7.48 | 0.10336 | 55.28
26.96 | 53.92 | 7.48 | 0.10336 | 53.92
24.4 | 48.8 | 7.48 | 0.10336 | 48.8
19.56 | 39.12 | 7.48 | 0.10336 | 39.12
19.24 | 38.48 | 7.48 | 0.10336 | 38.48
11 | 22 | 7.48 | 0.10336 | 22
8.84 | 17.68 | 7.48 | 0.10336 | 17.68
9.2 | 18.4 | 7.48 | 0.10336 | 18.4
13.36 | 26.72 | 7.48 | 0.10336 | 26.72
16.52 | 33.04 | 7.48 | 0.10336 | 33.04
13.32 | 26.64 | 7.48 | 0.10336 | 26.64
14.56 | 29.12 | 7.48 | 0.10336 | 29.12
15.56 | 31.12 | 7.48 | 0.10336 | 31.12
21.08 | 42.16 | 7.48 | 0.10336 | 42.16
20.8 | 41.6 | 7.48 | 0.10336 | 41.6
21.72 | 43.44 | 7.48 | 0.10336 | 43.44
23.32 | 46.64 | 7.48 | 0.10336 | 46.64
25.8 | 51.6 | 7.48 | 0.10336 | 51.6
26.56 | 53.12 | 7.48 | 0.10336 | 53.12
29.4 | 58.8 | 7.48 | 0.10336 | 58.8
29.96 | 59.92 | 7.48 | 0.10336 | 59.92
29.32 | 58.64 | 7.48 | 0.10336 | 58.64
28.48 | 56.96 | 7.48 | 0.10336 | 56.96
27.48 | 54.96 | 7.48 | 0.10336 | 54.96
22.96 | 45.92 | 7.48 | 0.10336 | 45.92
22.04 | 44.08 | 7.48 | 0.10336 | 44.08
22.4 | 44.8 | 7.48 | 0.10336 | 44.8
23.4 | 46.8 | 7.48 | 0.10336 | 46.8
18.2 | 36.4 | 7.48 | 0.10336 | 36.4
13.76 | 27.52 | 7.48 | 0.10336 | 27.52
11.16 | 22.32 | 7.48 | 0.10336 | 22.32
9.16 | 18.32 | 7.48 | 0.10336 | 18.32
9.8 | 19.6 | 7.48 | 0.10336 | 19.6
12.28 | 24.56 | 7.48 | 0.10336 | 24.56
13.88 | 27.76 | 7.48 | 0.10336 | 27.76
15.44 | 30.88 | 7.48 | 0.10336 | 30.88
16.2 | 32.4 | 7.48 | 0.10336 | 32.4
17.52 | 35.04 | 7.48 | 0.10336 | 35.04
20.96 | 41.92 | 7.48 | 0.10336 | 41.92
23.2 | 46.4 | 7.48 | 0.10336 | 46.4
25.12 | 50.24 | 11.23 | 0.12409 | 50.24
30.08 | 60.16 | 11.23 | 0.12409 | 60.16
30.96 | 61.92 | 11.23 | 0.12409 | 61.92
32.04 | 64.08 | 17.48 | 0.13136 | 64.08
33.16 | 66.32 | 17.48 | 0.13136 | 66.32
35.76 | 71.52 | 17.48 | 0.13136 | 71.52
36.76 | 73.52 | 17.48 | 0.13136 | 73.52
35.68 | 71.36 | 11.23 | 0.12409 | 71.36
31.52 | 63.04 | 11.23 | 0.12409 | 63.04
22.6 | 45.2 | 11.23 | 0.12409 | 45.2
21.72 | 43.44 | 7.48 | 0.10336 | 43.44
22.04 | 44.08 | 7.48 | 0.10336 | 44.08
19.28 | 38.56 | 7.48 | 0.10336 | 38.56
11.24 | 22.48 | 7.48 | 0.10336 | 22.48
13.48 | 26.96 | 7.48 | 0.10336 | 26.96
16.6 | 33.2 | 7.48 | 0.10336 | 33.2
17.16 | 34.32 | 7.48 | 0.10336 | 34.32
16.88 | 33.76 | 7.48 | 0.10336 | 33.76
14.16 | 28.32 | 7.48 | 0.10336 | 28.32
15.44 | 30.88 | 7.48 | 0.10336 | 30.88
22.52 | 45.04 | 7.48 | 0.10336 | 45.04
24.32 | 48.64 | 7.48 | 0.10336 | 48.64
31.16 | 62.32 | 7.48 | 0.10336 | 62.32
37.28 | 74.56 | 7.48 | 0.10336 | 74.56
42.44 | 84.88 | 11.23 | 0.12409 | 84.88
42.24 | 84.48 | 11.23 | 0.12409 | 84.48
40.28 | 80.56 | 11.23 | 0.12409 | 80.56
42.48 | 84.96 | 17.48 | 0.13136 | 84.96
42.6 | 85.2 | 17.48 | 0.13136 | 85.2
40.12 | 80.24 | 17.48 | 0.13136 | 80.24
40.52 | 81.04 | 17.48 | 0.13136 | 81.04
38.44 | 76.88 | 11.23 | 0.12409 | 76.88
39.56 | 79.12 | 11.23 | 0.12409 | 79.12
38.56 | 77.12 | 11.23 | 0.12409 | 77.12
38.28 | 76.56 | 7.48 | 0.10336 | 76.56
37.52 | 75.04 | 7.48 | 0.10336 | 75.04
27.72 | 55.44 | 7.48 | 0.10336 | 55.44
12.76 | 25.52 | 7.48 | 0.10336 | 25.52
11.48 | 22.96 | 7.48 | 0.10336 | 22.96
13.84 | 27.68 | 7.48 | 0.10336 | 27.68
11.8 | 23.6 | 7.48 | 0.10336 | 23.6
16.28 | 32.56 | 7.48 | 0.10336 | 32.56
16.04 | 32.08 | 7.48 | 0.10336 | 32.08
15.96 | 31.92 | 7.48 | 0.10336 | 31.92
19.24 | 38.48 | 7.48 | 0.10336 | 38.48
24.68 | 49.36 | 7.48 | 0.10336 | 49.36
28.96 | 57.92 | 7.48 | 0.10336 | 57.92
31.4 | 62.8 | 7.48 | 0.10336 | 62.8
38.16 | 76.32 | 11.23 | 0.12409 | 76.32
45.76 | 91.52 | 11.23 | 0.12409 | 91.52
38 | 76 | 11.23 | 0.12409 | 76
37.52 | 75.04 | 17.48 | 0.13136 | 75.04
38.96 | 77.92 | 17.48 | 0.13136 | 77.92
38.56 | 77.12 | 17.48 | 0.13136 | 77.12
39.36 | 78.72 | 17.48 | 0.13136 | 78.72
39.12 | 78.24 | 11.23 | 0.12409 | 78.24
38.08 | 76.16 | 11.23 | 0.12409 | 76.16
37.48 | 74.96 | 11.23 | 0.12409 | 74.96
35.56 | 71.12 | 7.48 | 0.10336 | 71.12
26.52 | 53.04 | 7.48 | 0.10336 | 53.04
20.92 | 41.84 | 7.48 | 0.10336 | 41.84
11.28 | 22.56 | 7.48 | 0.10336 | 22.56
10.44 | 20.88 | 7.48 | 0.10336 | 20.88
9.68 | 19.36 | 7.48 | 0.10336 | 19.36
8.76 | 17.52 | 7.48 | 0.10336 | 17.52
11.96 | 23.92 | 7.48 | 0.10336 | 23.92
12.84 | 25.68 | 7.48 | 0.10336 | 25.68
14.4 | 28.8 | 7.48 | 0.10336 | 28.8
20.88 | 41.76 | 7.48 | 0.10336 | 41.76
23.24 | 46.48 | 7.48 | 0.10336 | 46.48
29.64 | 59.28 | 7.48 | 0.10336 | 59.28
33.28 | 66.56 | 7.48 | 0.10336 | 66.56
42.96 | 85.92 | 11.23 | 0.12409 | 85.92
40.2 | 80.4 | 11.23 | 0.12409 | 80.4
37.6 | 75.2 | 11.23 | 0.12409 | 75.2
37.6 | 75.2 | 17.48 | 0.13136 | 75.2
38.24 | 76.48 | 17.48 | 0.13136 | 76.48
36.4 | 72.8 | 17.48 | 0.13136 | 72.8
37.44 | 74.88 | 17.48 | 0.13136 | 74.88
36.96 | 73.92 | 11.23 | 0.12409 | 73.92
36 | 72 | 11.23 | 0.12409 | 72
35.72 | 71.44 | 11.23 | 0.12409 | 71.44
35.72 | 71.44 | 7.48 | 0.10336 | 71.44
32.68 | 65.36 | 7.48 | 0.10336 | 65.36
19.84 | 39.68 | 7.48 | 0.10336 | 39.68
11.52 | 23.04 | 7.48 | 0.10336 | 23.04
9.04 | 18.08 | 7.48 | 0.10336 | 18.08
9 | 18 | 7.48 | 0.10336 | 18
8.84 | 17.68 | 7.48 | 0.10336 | 17.68
12.64 | 25.28 | 7.48 | 0.10336 | 25.28
13.76 | 27.52 | 7.48 | 0.10336 | 27.52
15.32 | 30.64 | 7.48 | 0.10336 | 30.64
20.84 | 41.68 | 7.48 | 0.10336 | 41.68
22.4 | 44.8 | 7.48 | 0.10336 | 44.8
30.68 | 61.36 | 7.48 | 0.10336 | 61.36
36.56 | 73.12 | 7.48 | 0.10336 | 73.12
45.24 | 90.48 | 11.23 | 0.12409 | 90.48
47.2 | 94.4 | 11.23 | 0.12409 | 94.4
43.48 | 86.96 | 11.23 | 0.12409 | 86.96
44.4 | 88.8 | 17.48 | 0.13136 | 88.8
42.8 | 85.6 | 17.48 | 0.13136 | 85.6
51.24 | 102.48 | 17.48 | 0.13136 | 102.48
56.52 | 113.04 | 17.48 | 0.13136 | 113.04
55.12 | 110.24 | 11.23 | 0.12409 | 110.24
53.48 | 106.96 | 11.23 | 0.12409 | 106.96
49.68 | 99.36 | 11.23 | 0.12409 | 99.36
47.88 | 95.76 | 7.48 | 0.10336 | 95.76
45.72 | 91.44 | 7.48 | 0.10336 | 91.44
34.96 | 69.92 | 7.48 | 0.10336 | 69.92
14.84 | 29.68 | 7.48 | 0.10336 | 29.68
9.72 | 19.44 | 7.48 | 0.10336 | 19.44
10.8 | 21.6 | 7.48 | 0.10336 | 21.6
10.88 | 21.76 | 7.48 | 0.10336 | 21.76
12.4 | 24.8 | 7.48 | 0.10336 | 24.8
14.08 | 28.16 | 7.48 | 0.10336 | 28.16
17.04 | 34.08 | 7.48 | 0.10336 | 34.08
22.64 | 45.28 | 7.48 | 0.10336 | 45.28
34.2 | 68.4 | 7.48 | 0.10336 | 68.4
41.12 | 82.24 | 7.48 | 0.10336 | 82.24
45.92 | 91.84 | 7.48 | 0.10336 | 91.84
52.24 | 104.48 | 7.48 | 0.10336 | 104.48
57.56 | 115.12 | 7.48 | 0.10336 | 115.12
55.16 | 110.32 | 7.48 | 0.10336 | 110.32
65.24 | 130.48 | 7.48 | 0.10336 | 130.48
68.64 | 137.28 | 7.48 | 0.10336 | 137.28
67.28 | 134.56 | 7.48 | 0.10336 | 134.56
63.44 | 126.88 | 7.48 | 0.10336 | 126.88
62.2 | 124.4 | 7.48 | 0.10336 | 124.4
61 | 122 | 7.48 | 0.10336 | 122
60.64 | 121.28 | 7.48 | 0.10336 | 121.28
52.56 | 105.12 | 7.48 | 0.10336 | 105.12
51 | 102 | 7.48 | 0.10336 | 102
35.88 | 71.76 | 7.48 | 0.10336 | 71.76
14.36 | 28.72 | 7.48 | 0.10336 | 28.72
12.88 | 25.76 | 7.48 | 0.10336 | 25.76
14.96 | 29.92 | 7.48 | 0.10336 | 29.92
12.8 | 25.6 | 7.48 | 0.10336 | 25.6
15.24 | 30.48 | 7.48 | 0.10336 | 30.48
15.92 | 31.84 | 7.48 | 0.10336 | 31.84
17 | 34 | 7.48 | 0.10336 | 34
19.84 | 39.68 | 7.48 | 0.10336 | 39.68
33.88 | 67.76 | 7.48 | 0.10336 | 67.76
38.48 | 76.96 | 7.48 | 0.10336 | 76.96
42.36 | 84.72 | 7.48 | 0.10336 | 84.72
48.16 | 96.32 | 7.48 | 0.10336 | 96.32
50.52 | 101.04 | 7.48 | 0.10336 | 101.04
55.52 | 111.04 | 7.48 | 0.10336 | 111.04
53.84 | 107.68 | 7.48 | 0.10336 | 107.68
55.8 | 111.6 | 7.48 | 0.10336 | 111.6
57.88 | 115.76 | 7.48 | 0.10336 | 115.76
58.6 | 117.2 | 7.48 | 0.10336 | 117.2
54.76 | 109.52 | 7.48 | 0.10336 | 109.52
48.68 | 97.36 | 7.48 | 0.10336 | 97.36
45.56 | 91.12 | 7.48 | 0.10336 | 91.12
46.96 | 93.92 | 7.48 | 0.10336 | 93.92
44.68 | 89.36 | 7.48 | 0.10336 | 89.36
38.36 | 76.72 | 7.48 | 0.10336 | 76.72
14.84 | 29.68 | 7.48 | 0.10336 | 29.68
10.96 | 21.92 | 7.48 | 0.10336 | 21.92
21.56 | 43.12 | 7.48 | 0.10336 | 43.12
28.12 | 56.24 | 7.48 | 0.10336 | 56.24
30.12 | 60.24 | 7.48 | 0.10336 | 60.24
29.8 | 59.6 | 7.48 | 0.10336 | 59.6
27.2 | 54.4 | 7.48 | 0.10336 | 54.4
26.32 | 52.64 | 7.48 | 0.10336 | 52.64
35.04 | 70.08 | 7.48 | 0.10336 | 70.08
38.88 | 77.76 | 7.48 | 0.10336 | 77.76
40.36 | 80.72 | 7.48 | 0.10336 | 80.72
42.44 | 84.88 | 11.23 | 0.12409 | 84.88
47.08 | 94.16 | 11.23 | 0.12409 | 94.16
53.2 | 106.4 | 11.23 | 0.12409 | 106.4
50.44 | 100.88 | 17.48 | 0.13136 | 100.88
49.64 | 99.28 | 17.48 | 0.13136 | 99.28
51.4 | 102.8 | 17.48 | 0.13136 | 102.8
52.24 | 104.48 | 17.48 | 0.13136 | 104.48
50.4 | 100.8 | 11.23 | 0.12409 | 100.8
41.92 | 83.84 | 11.23 | 0.12409 | 83.84
35.08 | 70.16 | 11.23 | 0.12409 | 70.16
32.68 | 65.36 | 7.48 | 0.10336 | 65.36
32.2 | 64.4 | 7.48 | 0.10336 | 64.4
28.96 | 57.92 | 7.48 | 0.10336 | 57.92
13.08 | 26.16 | 7.48 | 0.10336 | 26.16
9.28 | 18.56 | 7.48 | 0.10336 | 18.56
15.44 | 30.88 | 7.48 | 0.10336 | 30.88
18.68 | 37.36 | 7.48 | 0.10336 | 37.36
18.8 | 37.6 | 7.48 | 0.10336 | 37.6
19.6 | 39.2 | 7.48 | 0.10336 | 39.2
17.28 | 34.56 | 7.48 | 0.10336 | 34.56
23.24 | 46.48 | 7.48 | 0.10336 | 46.48
30.28 | 60.56 | 7.48 | 0.10336 | 60.56
35.44 | 70.88 | 7.48 | 0.10336 | 70.88
40.12 | 80.24 | 7.48 | 0.10336 | 80.24
40 | 80 | 11.23 | 0.12409 | 80
44.24 | 88.48 | 11.23 | 0.12409 | 88.48
40.56 | 81.12 | 11.23 | 0.12409 | 81.12
40.28 | 80.56 | 17.48 | 0.13136 | 80.56
43.52 | 87.04 | 17.48 | 0.13136 | 87.04
41.44 | 82.88 | 17.48 | 0.13136 | 82.88
41.52 | 83.04 | 17.48 | 0.13136 | 83.04
41.84 | 83.68 | 11.23 | 0.12409 | 83.68
38.08 | 76.16 | 11.23 | 0.12409 | 76.16
42.52 | 85.04 | 11.23 | 0.12409 | 85.04
40.92 | 81.84 | 7.48 | 0.10336 | 81.84
36.08 | 72.16 | 7.48 | 0.10336 | 72.16
26.36 | 52.72 | 7.48 | 0.10336 | 52.72
11.76 | 23.52 | 7.48 | 0.10336 | 23.52
9.28 | 18.56 | 7.48 | 0.10336 | 18.56
9.76 | 19.52 | 7.48 | 0.10336 | 19.52
10.28 | 20.56 | 7.48 | 0.10336 | 20.56
11.92 | 23.84 | 7.48 | 0.10336 | 23.84
14.48 | 28.96 | 7.48 | 0.10336 | 28.96
17.88 | 35.76 | 7.48 | 0.10336 | 35.76
22.44 | 44.88 | 7.48 | 0.10336 | 44.88
23.84 | 47.68 | 7.48 | 0.10336 | 47.68
32 | 64 | 7.48 | 0.10336 | 64
34.44 | 68.88 | 7.48 | 0.10336 | 68.88
34.68 | 69.36 | 11.23 | 0.12409 | 69.36
39.24 | 78.48 | 11.23 | 0.12409 | 78.48
36.52 | 73.04 | 11.23 | 0.12409 | 73.04
37.68 | 75.36 | 17.48 | 0.13136 | 75.36
42.16 | 84.32 | 17.48 | 0.13136 | 84.32
49.44 | 98.88 | 17.48 | 0.13136 | 98.88
49.12 | 98.24 | 17.48 | 0.13136 | 98.24
51.04 | 102.08 | 11.23 | 0.12409 | 102.08
50.92 | 101.84 | 11.23 | 0.12409 | 101.84
48.88 | 97.76 | 11.23 | 0.12409 | 97.76
46.48 | 92.96 | 7.48 | 0.10336 | 92.96
34.44 | 68.88 | 7.48 | 0.10336 | 68.88
28.88 | 57.76 | 7.48 | 0.10336 | 57.76
11.92 | 23.84 | 7.48 | 0.10336 | 23.84
8.96 | 17.92 | 7.48 | 0.10336 | 17.92
9.36 | 18.72 | 7.48 | 0.10336 | 18.72
9.6 | 19.2 | 7.48 | 0.10336 | 19.2
11.72 | 23.44 | 7.48 | 0.10336 | 23.44
14.2 | 28.4 | 7.48 | 0.10336 | 28.4
16 | 32 | 7.48 | 0.10336 | 32
22.52 | 45.04 | 7.48 | 0.10336 | 45.04
24.08 | 48.16 | 7.48 | 0.10336 | 48.16
26.32 | 52.64 | 7.48 | 0.10336 | 52.64
33.72 | 67.44 | 7.48 | 0.10336 | 67.44
35.08 | 70.16 | 11.23 | 0.12409 | 70.16
43.2 | 86.4 | 11.23 | 0.12409 | 86.4
43.24 | 86.48 | 11.23 | 0.12409 | 86.48
46.44 | 92.88 | 17.48 | 0.13136 | 92.88
44.04 | 88.08 | 17.48 | 0.13136 | 88.08
42.36 | 84.72 | 17.48 | 0.13136 | 84.72
46.6 | 93.2 | 17.48 | 0.13136 | 93.2
47.8 | 95.6 | 11.23 | 0.12409 | 95.6
46.52 | 93.04 | 11.23 | 0.12409 | 93.04
41.76 | 83.52 | 11.23 | 0.12409 | 83.52
39.28 | 78.56 | 7.48 | 0.10336 | 78.56
34.88 | 69.76 | 7.48 | 0.10336 | 69.76
18.92 | 37.84 | 7.48 | 0.10336 | 37.84
10.88 | 21.76 | 7.48 | 0.10336 | 21.76
12 | 24 | 7.48 | 0.10336 | 24
13.88 | 27.76 | 7.48 | 0.10336 | 27.76
14.4 | 28.8 | 7.48 | 0.10336 | 28.8
16.04 | 32.08 | 7.48 | 0.10336 | 32.08
14.36 | 28.72 | 7.48 | 0.10336 | 28.72
16.12 | 32.24 | 7.48 | 0.10336 | 32.24
22.48 | 44.96 | 7.48 | 0.10336 | 44.96
24 | 48 | 7.48 | 0.10336 | 48
33.08 | 66.16 | 7.48 | 0.10336 | 66.16
38.68 | 77.36 | 7.48 | 0.10336 | 77.36
42.68 | 85.36 | 11.23 | 0.12409 | 85.36
49.16 | 98.32 | 11.23 | 0.12409 | 98.32
50.44 | 100.88 | 11.23 | 0.12409 | 100.88
51.72 | 103.44 | 17.48 | 0.13136 | 103.44
46.56 | 93.12 | 17.48 | 0.13136 | 93.12
48.36 | 96.72 | 17.48 | 0.13136 | 96.72
50.92 | 101.84 | 17.48 | 0.13136 | 101.84
52.16 | 104.32 | 11.23 | 0.12409 | 104.32
52.04 | 104.08 | 11.23 | 0.12409 | 104.08
49.08 | 98.16 | 11.23 | 0.12409 | 98.16
47.52 | 95.04 | 7.48 | 0.10336 | 95.04
45.76 | 91.52 | 7.48 | 0.10336 | 91.52
36.12 | 72.24 | 7.48 | 0.10336 | 72.24
15.56 | 31.12 | 7.48 | 0.10336 | 31.12
9.48 | 18.96 | 7.48 | 0.10336 | 18.96
11.28 | 22.56 | 7.48 | 0.10336 | 22.56
11.72 | 23.44 | 7.48 | 0.10336 | 23.44
14.52 | 29.04 | 7.48 | 0.10336 | 29.04
14.76 | 29.52 | 7.48 | 0.10336 | 29.52
17.08 | 34.16 | 7.48 | 0.10336 | 34.16
23.4 | 46.8 | 7.48 | 0.10336 | 46.8
31 | 62 | 7.48 | 0.10336 | 62
40.08 | 80.16 | 7.48 | 0.10336 | 80.16
49.04 | 98.08 | 7.48 | 0.10336 | 98.08
52.76 | 105.52 | 7.48 | 0.10336 | 105.52
61.2 | 122.4 | 7.48 | 0.10336 | 122.4
59.32 | 118.64 | 7.48 | 0.10336 | 118.64
62.12 | 124.24 | 7.48 | 0.10336 | 124.24
65.88 | 131.76 | 7.48 | 0.10336 | 131.76
64.68 | 129.36 | 7.48 | 0.10336 | 129.36
64.76 | 129.52 | 7.48 | 0.10336 | 129.52
61.32 | 122.64 | 7.48 | 0.10336 | 122.64
59.64 | 119.28 | 7.48 | 0.10336 | 119.28
57.24 | 114.48 | 7.48 | 0.10336 | 114.48
50.16 | 100.32 | 7.48 | 0.10336 | 100.32
42.76 | 85.52 | 7.48 | 0.10336 | 85.52
38.72 | 77.44 | 7.48 | 0.10336 | 77.44
18.56 | 37.12 | 7.48 | 0.10336 | 37.12
14.24 | 28.48 | 7.48 | 0.10336 | 28.48
14.76 | 29.52 | 7.48 | 0.10336 | 29.52
14.48 | 28.96 | 7.48 | 0.10336 | 28.96
16.88 | 33.76 | 7.48 | 0.10336 | 33.76
19.24 | 38.48 | 7.48 | 0.10336 | 38.48
16.44 | 32.88 | 7.48 | 0.10336 | 32.88
16.76 | 33.52 | 7.48 | 0.10336 | 33.52
21.76 | 43.52 | 7.48 | 0.10336 | 43.52
21.2 | 42.4 | 7.48 | 0.10336 | 42.4
23.52 | 47.04 | 7.48 | 0.10336 | 47.04
29 | 58 | 7.48 | 0.10336 | 58
35.48 | 70.96 | 7.48 | 0.10336 | 70.96
33.64 | 67.28 | 7.48 | 0.10336 | 67.28
36.76 | 73.52 | 7.48 | 0.10336 | 73.52
43.68 | 87.36 | 7.48 | 0.10336 | 87.36
43.32 | 86.64 | 7.48 | 0.10336 | 86.64
43.88 | 87.76 | 7.48 | 0.10336 | 87.76
45.32 | 90.64 | 7.48 | 0.10336 | 90.64
37.32 | 74.64 | 7.48 | 0.10336 | 74.64
35.88 | 71.76 | 7.48 | 0.10336 | 71.76
34.92 | 69.84 | 7.48 | 0.10336 | 69.84
31.28 | 62.56 | 7.48 | 0.10336 | 62.56
27.36 | 54.72 | 7.48 | 0.10336 | 54.72
15.52 | 31.04 | 7.48 | 0.10336 | 31.04
13.68 | 27.36 | 7.48 | 0.10336 | 27.36
14.24 | 28.48 | 7.48 | 0.10336 | 28.48
13.72 | 27.44 | 7.48 | 0.10336 | 27.44
14.28 | 28.56 | 7.48 | 0.10336 | 28.56
14.2 | 28.4 | 7.48 | 0.10336 | 28.4
15.96 | 31.92 | 7.48 | 0.10336 | 31.92
16.24 | 32.48 | 7.48 | 0.10336 | 32.48
16.92 | 33.84 | 7.48 | 0.10336 | 33.84
21.32 | 42.64 | 7.48 | 0.10336 | 42.64
29.68 | 59.36 | 7.48 | 0.10336 | 59.36
33.68 | 67.36 | 11.23 | 0.12409 | 67.36
35.8 | 71.6 | 11.23 | 0.12409 | 71.6
45.4 | 90.8 | 11.23 | 0.12409 | 90.8
45.12 | 90.24 | 17.48 | 0.13136 | 90.24
46.76 | 93.52 | 17.48 | 0.13136 | 93.52
46.28 | 92.56 | 17.48 | 0.13136 | 92.56
46.8 | 93.6 | 17.48 | 0.13136 | 93.6
47.64 | 95.28 | 11.23 | 0.12409 | 95.28
46.84 | 93.68 | 11.23 | 0.12409 | 93.68
39.6 | 79.2 | 11.23 | 0.12409 | 79.2
35.96 | 71.92 | 7.48 | 0.10336 | 71.92
33.48 | 66.96 | 7.48 | 0.10336 | 66.96
31.44 | 62.88 | 7.48 | 0.10336 | 62.88
11.92 | 23.84 | 7.48 | 0.10336 | 23.84
9.44 | 18.88 | 7.48 | 0.10336 | 18.88
9.56 | 19.12 | 7.48 | 0.10336 | 19.12
10.72 | 21.44 | 7.48 | 0.10336 | 21.44
11.72 | 23.44 | 7.48 | 0.10336 | 23.44
14.88 | 29.76 | 7.48 | 0.10336 | 29.76
16.68 | 33.36 | 7.48 | 0.10336 | 33.36
22.56 | 45.12 | 7.48 | 0.10336 | 45.12
24.36 | 48.72 | 7.48 | 0.10336 | 48.72
27.24 | 54.48 | 7.48 | 0.10336 | 54.48
32.36 | 64.72 | 7.48 | 0.10336 | 64.72
35.16 | 70.32 | 11.23 | 0.12409 | 70.32
36.56 | 73.12 | 11.23 | 0.12409 | 73.12
42 | 84 | 11.23 | 0.12409 | 84
47.84 | 95.68 | 17.48 | 0.13136 | 95.68
49.32 | 98.64 | 17.48 | 0.13136 | 98.64
51.44 | 102.88 | 17.48 | 0.13136 | 102.88
50.52 | 101.04 | 17.48 | 0.13136 | 101.04
50.24 | 100.48 | 11.23 | 0.12409 | 100.48
50.72 | 101.44 | 11.23 | 0.12409 | 101.44
47.12 | 94.24 | 11.23 | 0.12409 | 94.24
45.28 | 90.56 | 7.48 | 0.10336 | 90.56
39.76 | 79.52 | 7.48 | 0.10336 | 79.52
28.48 | 56.96 | 7.48 | 0.10336 | 56.96
10.96 | 21.92 | 7.48 | 0.10336 | 21.92
9.2 | 18.4 | 7.48 | 0.10336 | 18.4
9.68 | 19.36 | 7.48 | 0.10336 | 19.36
9.28 | 18.56 | 7.48 | 0.10336 | 18.56
11.8 | 23.6 | 7.48 | 0.10336 | 23.6
14.16 | 28.32 | 7.48 | 0.10336 | 28.32
16.04 | 32.08 | 7.48 | 0.10336 | 32.08
17 | 34 | 7.48 | 0.10336 | 34
22.24 | 44.48 | 7.48 | 0.10336 | 44.48
29.32 | 58.64 | 7.48 | 0.10336 | 58.64
34.64 | 69.28 | 7.48 | 0.10336 | 69.28
37.96 | 75.92 | 11.23 | 0.12409 | 75.92
41.68 | 83.36 | 11.23 | 0.12409 | 83.36
43.88 | 87.76 | 11.23 | 0.12409 | 87.76
43.84 | 87.68 | 17.48 | 0.13136 | 87.68
43.64 | 87.28 | 17.48 | 0.13136 | 87.28
45.76 | 91.52 | 17.48 | 0.13136 | 91.52
44.2 | 88.4 | 17.48 | 0.13136 | 88.4
43.8 | 87.6 | 11.23 | 0.12409 | 87.6
43.12 | 86.24 | 11.23 | 0.12409 | 86.24
41.04 | 82.08 | 11.23 | 0.12409 | 82.08
40.32 | 80.64 | 7.48 | 0.10336 | 80.64
35.96 | 71.92 | 7.48 | 0.10336 | 71.92
30 | 60 | 7.48 | 0.10336 | 60
12.96 | 25.92 | 7.48 | 0.10336 | 25.92
8.56 | 17.12 | 7.48 | 0.10336 | 17.12
9.48 | 18.96 | 7.48 | 0.10336 | 18.96
10.28 | 20.56 | 7.48 | 0.10336 | 20.56
11.28 | 22.56 | 7.48 | 0.10336 | 22.56
13.28 | 26.56 | 7.48 | 0.10336 | 26.56
17.04 | 34.08 | 7.48 | 0.10336 | 34.08
22.56 | 45.12 | 7.48 | 0.10336 | 45.12
32.64 | 65.28 | 7.48 | 0.10336 | 65.28
39.72 | 79.44 | 7.48 | 0.10336 | 79.44
46.76 | 93.52 | 7.48 | 0.10336 | 93.52
53.16 | 106.32 | 11.23 | 0.12409 | 106.32
57.6 | 115.2 | 11.23 | 0.12409 | 115.2
55.88 | 111.76 | 11.23 | 0.12409 | 111.76
64.48 | 128.96 | 17.48 | 0.13136 | 128.96
60.48 | 120.96 | 17.48 | 0.13136 | 120.96
57 | 114 | 17.48 | 0.13136 | 114
58.08 | 116.16 | 17.48 | 0.13136 | 116.16
61 | 122 | 11.23 | 0.12409 | 122
62.08 | 124.16 | 11.23 | 0.12409 | 124.16
59.56 | 119.12 | 11.23 | 0.12409 | 119.12
54.2 | 108.4 | 7.48 | 0.10336 | 108.4
46.2 | 92.4 | 7.48 | 0.10336 | 92.4
38.64 | 77.28 | 7.48 | 0.10336 | 77.28
15.28 | 30.56 | 7.48 | 0.10336 | 30.56
9.36 | 18.72 | 7.48 | 0.10336 | 18.72
10.92 | 21.84 | 7.48 | 0.10336 | 21.84
11.12 | 22.24 | 7.48 | 0.10336 | 22.24
11.88 | 23.76 | 7.48 | 0.10336 | 23.76
14.12 | 28.24 | 7.48 | 0.10336 | 28.24
16.52 | 33.04 | 7.48 | 0.10336 | 33.04
22.88 | 45.76 | 7.48 | 0.10336 | 45.76
31.4 | 62.8 | 7.48 | 0.10336 | 62.8
38.52 | 77.04 | 7.48 | 0.10336 | 77.04
43.04 | 86.08 | 7.48 | 0.10336 | 86.08
49.16 | 98.32 | 11.23 | 0.12409 | 98.32
54.28 | 108.56 | 11.23 | 0.12409 | 108.56
54.4 | 108.8 | 11.23 | 0.12409 | 108.8
57.6 | 115.2 | 17.48 | 0.13136 | 115.2
59.44 | 118.88 | 17.48 | 0.13136 | 118.88
60.28 | 120.56 | 17.48 | 0.13136 | 120.56
60.96 | 121.92 | 17.48 | 0.13136 | 121.92
57.04 | 114.08 | 11.23 | 0.12409 | 114.08
61.4 | 122.8 | 11.23 | 0.12409 | 122.8
56.88 | 113.76 | 11.23 | 0.12409 | 113.76
55.64 | 111.28 | 7.48 | 0.10336 | 111.28
51.84 | 103.68 | 7.48 | 0.10336 | 103.68
39.84 | 79.68 | 7.48 | 0.10336 | 79.68
15.68 | 31.36 | 7.48 | 0.10336 | 31.36
9.48 | 18.96 | 7.48 | 0.10336 | 18.96
11.88 | 23.76 | 7.48 | 0.10336 | 23.76
11.56 | 23.12 | 7.48 | 0.10336 | 23.12
12.24 | 24.48 | 7.48 | 0.10336 | 24.48
14.2 | 28.4 | 7.48 | 0.10336 | 28.4
16.32 | 32.64 | 7.48 | 0.10336 | 32.64
22.6 | 45.2 | 7.48 | 0.10336 | 45.2
24.32 | 48.64 | 7.48 | 0.10336 | 48.64
26.2 | 52.4 | 7.48 | 0.10336 | 52.4
30.72 | 61.44 | 7.48 | 0.10336 | 61.44
35.56 | 71.12 | 7.48 | 0.10336 | 71.12
37.24 | 74.48 | 7.48 | 0.10336 | 74.48
37.6 | 75.2 | 7.48 | 0.10336 | 75.2
41.08 | 82.16 | 7.48 | 0.10336 | 82.16
43.48 | 86.96 | 7.48 | 0.10336 | 86.96
43.48 | 86.96 | 7.48 | 0.10336 | 86.96
47.72 | 95.44 | 7.48 | 0.10336 | 95.44
48.12 | 96.24 | 7.48 | 0.10336 | 96.24
48.56 | 97.12 | 7.48 | 0.10336 | 97.12
47.64 | 95.28 | 7.48 | 0.10336 | 95.28
44.08 | 88.16 | 7.48 | 0.10336 | 88.16
33.16 | 66.32 | 7.48 | 0.10336 | 66.32
25.4 | 50.8 | 7.48 | 0.10336 | 50.8
18.68 | 37.36 | 7.48 | 0.10336 | 37.36
15.76 | 31.52 | 7.48 | 0.10336 | 31.52
15.04 | 30.08 | 7.48 | 0.10336 | 30.08
14.8 | 29.6 | 7.48 | 0.10336 | 29.6
16.8 | 33.6 | 7.48 | 0.10336 | 33.6
14.8 | 29.6 | 7.48 | 0.10336 | 29.6
16.36 | 32.72 | 7.48 | 0.10336 | 32.72
16.52 | 33.04 | 7.48 | 0.10336 | 33.04
21.76 | 43.52 | 7.48 | 0.10336 | 43.52
26.36 | 52.72 | 7.48 | 0.10336 | 52.72
34.88 | 69.76 | 7.48 | 0.10336 | 69.76
39.12 | 78.24 | 7.48 | 0.10336 | 78.24
42.72 | 85.44 | 7.48 | 0.10336 | 85.44
46 | 92 | 7.48 | 0.10336 | 92
48 | 96 | 7.48 | 0.10336 | 96
47.32 | 94.64 | 7.48 | 0.10336 | 94.64
46.6 | 93.2 | 7.48 | 0.10336 | 93.2
48.76 | 97.52 | 7.48 | 0.10336 | 97.52
51.72 | 103.44 | 7.48 | 0.10336 | 103.44
48 | 96 | 7.48 | 0.10336 | 96
44.48 | 88.96 | 7.48 | 0.10336 | 88.96
43.24 | 86.48 | 7.48 | 0.10336 | 86.48
41.44 | 82.88 | 7.48 | 0.10336 | 82.88
38.04 | 76.08 | 7.48 | 0.10336 | 76.08
15.48 | 30.96 | 7.48 | 0.10336 | 30.96
8.96 | 17.92 | 7.48 | 0.10336 | 17.92
10.16 | 20.32 | 7.48 | 0.10336 | 20.32
11.16 | 22.32 | 7.48 | 0.10336 | 22.32
12.04 | 24.08 | 7.48 | 0.10336 | 24.08
14 | 28 | 7.48 | 0.10336 | 28
15.72 | 31.44 | 7.48 | 0.10336 | 31.44
16 | 32 | 7.48 | 0.10336 | 32
24.24 | 48.48 | 7.48 | 0.10336 | 48.48
29.68 | 59.36 | 7.48 | 0.10336 | 59.36
32.28 | 64.56 | 7.48 | 0.10336 | 64.56
37.68 | 75.36 | 11.23 | 0.12409 | 75.36
46.8 | 93.6 | 11.23 | 0.12409 | 93.6
48.84 | 97.68 | 11.23 | 0.12409 | 97.68
48.16 | 96.32 | 17.48 | 0.13136 | 96.32
48.68 | 97.36 | 17.48 | 0.13136 | 97.36
49.2 | 98.4 | 17.48 | 0.13136 | 98.4
51.96 | 103.92 | 17.48 | 0.13136 | 103.92
52.52 | 105.04 | 11.23 | 0.12409 | 105.04
50.24 | 100.48 | 11.23 | 0.12409 | 100.48
41.2 | 82.4 | 11.23 | 0.12409 | 82.4
38.04 | 76.08 | 7.48 | 0.10336 | 76.08
39.76 | 79.52 | 7.48 | 0.10336 | 79.52
38.68 | 77.36 | 7.48 | 0.10336 | 77.36
19.52 | 39.04 | 7.48 | 0.10336 | 39.04
13.96 | 27.92 | 7.48 | 0.10336 | 27.92
15.64 | 31.28 | 7.48 | 0.10336 | 31.28
16.2 | 32.4 | 7.48 | 0.10336 | 32.4
19.08 | 38.16 | 7.48 | 0.10336 | 38.16
14.92 | 29.84 | 7.48 | 0.10336 | 29.84
16.84 | 33.68 | 7.48 | 0.10336 | 33.68
22.28 | 44.56 | 7.48 | 0.10336 | 44.56
26.56 | 53.12 | 7.48 | 0.10336 | 53.12
32.04 | 64.08 | 7.48 | 0.10336 | 64.08
37.36 | 74.72 | 7.48 | 0.10336 | 74.72
44.68 | 89.36 | 11.23 | 0.12409 | 89.36
52.6 | 105.2 | 11.23 | 0.12409 | 105.2
53.28 | 106.56 | 11.23 | 0.12409 | 106.56
51.52 | 103.04 | 17.48 | 0.13136 | 103.04
50.88 | 101.76 | 17.48 | 0.13136 | 101.76
49.12 | 98.24 | 17.48 | 0.13136 | 98.24
49 | 98 | 17.48 | 0.13136 | 98
49.16 | 98.32 | 11.23 | 0.12409 | 98.32
50.32 | 100.64 | 11.23 | 0.12409 | 100.64
44.96 | 89.92 | 11.23 | 0.12409 | 89.92
43.96 | 87.92 | 7.48 | 0.10336 | 87.92
39.76 | 79.52 | 7.48 | 0.10336 | 79.52
29.88 | 59.76 | 7.48 | 0.10336 | 59.76
16.24 | 32.48 | 7.48 | 0.10336 | 32.48
14.2 | 28.4 | 7.48 | 0.10336 | 28.4
14.72 | 29.44 | 7.48 | 0.10336 | 29.44
14.36 | 28.72 | 7.48 | 0.10336 | 28.72
17.16 | 34.32 | 7.48 | 0.10336 | 34.32
16.68 | 33.36 | 7.48 | 0.10336 | 33.36
16.52 | 33.04 | 7.48 | 0.10336 | 33.04
22.28 | 44.56 | 7.48 | 0.10336 | 44.56
24.2 | 48.4 | 7.48 | 0.10336 | 48.4
31.08 | 62.16 | 7.48 | 0.10336 | 62.16
33.32 | 66.64 | 7.48 | 0.10336 | 66.64
35.6 | 71.2 | 11.23 | 0.12409 | 71.2
40.6 | 81.2 | 11.23 | 0.12409 | 81.2
47.4 | 94.8 | 11.23 | 0.12409 | 94.8
51.36 | 102.72 | 17.48 | 0.13136 | 102.72
51.72 | 103.44 | 17.48 | 0.13136 | 103.44
49.4 | 98.8 | 17.48 | 0.13136 | 98.8
50.28 | 100.56 | 17.48 | 0.13136 | 100.56
53.4 | 106.8 | 11.23 | 0.12409 | 106.8
52.4 | 104.8 | 11.23 | 0.12409 | 104.8
48.92 | 97.84 | 11.23 | 0.12409 | 97.84
46.28 | 92.56 | 7.48 | 0.10336 | 92.56
43.48 | 86.96 | 7.48 | 0.10336 | 86.96
31.52 | 63.04 | 7.48 | 0.10336 | 63.04
12.64 | 25.28 | 7.48 | 0.10336 | 25.28
9.72 | 19.44 | 7.48 | 0.10336 | 19.44
10.52 | 21.04 | 7.48 | 0.10336 | 21.04
11.48 | 22.96 | 7.48 | 0.10336 | 22.96
12.04 | 24.08 | 7.48 | 0.10336 | 24.08
14.16 | 28.32 | 7.48 | 0.10336 | 28.32
16.08 | 32.16 | 7.48 | 0.10336 | 32.16
22.08 | 44.16 | 7.48 | 0.10336 | 44.16
27.52 | 55.04 | 7.48 | 0.10336 | 55.04
34.44 | 68.88 | 7.48 | 0.10336 | 68.88
43.76 | 87.52 | 7.48 | 0.10336 | 87.52
47.6 | 95.2 | 11.23 | 0.12409 | 95.2
53.64 | 107.28 | 11.23 | 0.12409 | 107.28
51.52 | 103.04 | 11.23 | 0.12409 | 103.04
51.4 | 102.8 | 17.48 | 0.13136 | 102.8
55.12 | 110.24 | 17.48 | 0.13136 | 110.24
57.08 | 114.16 | 17.48 | 0.13136 | 114.16
55.2 | 110.4 | 17.48 | 0.13136 | 110.4
55.76 | 111.52 | 11.23 | 0.12409 | 111.52
55.68 | 111.36 | 11.23 | 0.12409 | 111.36
51.28 | 102.56 | 11.23 | 0.12409 | 102.56
50.28 | 100.56 | 7.48 | 0.10336 | 100.56
43.68 | 87.36 | 7.48 | 0.10336 | 87.36
33.84 | 67.68 | 7.48 | 0.10336 | 67.68
14.08 | 28.16 | 7.48 | 0.10336 | 28.16
9.52 | 19.04 | 7.48 | 0.10336 | 19.04
10.24 | 20.48 | 7.48 | 0.10336 | 20.48
11.12 | 22.24 | 7.48 | 0.10336 | 22.24
11.8 | 23.6 | 7.48 | 0.10336 | 23.6
14.2 | 28.4 | 7.48 | 0.10336 | 28.4
16.08 | 32.16 | 7.48 | 0.10336 | 32.16
22.36 | 44.72 | 7.48 | 0.10336 | 44.72
23.28 | 46.56 | 7.48 | 0.10336 | 46.56
26.32 | 52.64 | 7.48 | 0.10336 | 52.64
33.68 | 67.36 | 7.48 | 0.10336 | 67.36
38.08 | 76.16 | 11.23 | 0.12409 | 76.16
49.04 | 98.08 | 11.23 | 0.12409 | 98.08
44.52 | 89.04 | 11.23 | 0.12409 | 89.04
44.2 | 88.4 | 17.48 | 0.13136 | 88.4
47.44 | 94.88 | 17.48 | 0.13136 | 94.88
49.52 | 99.04 | 17.48 | 0.13136 | 99.04
50.12 | 100.24 | 17.48 | 0.13136 | 100.24
49.32 | 98.64 | 11.23 | 0.12409 | 98.64
49.12 | 98.24 | 11.23 | 0.12409 | 98.24
44.6 | 89.2 | 11.23 | 0.12409 | 89.2
43.44 | 86.88 | 7.48 | 0.10336 | 86.88
41.32 | 82.64 | 7.48 | 0.10336 | 82.64
29.6 | 59.2 | 7.48 | 0.10336 | 59.2
12.6 | 25.2 | 7.48 | 0.10336 | 25.2
11.2 | 22.4 | 7.48 | 0.10336 | 22.4
10.32 | 20.64 | 7.48 | 0.10336 | 20.64
11.4 | 22.8 | 7.48 | 0.10336 | 22.8
11.64 | 23.28 | 7.48 | 0.10336 | 23.28
14.16 | 28.32 | 7.48 | 0.10336 | 28.32
15.96 | 31.92 | 7.48 | 0.10336 | 31.92
22.08 | 44.16 | 7.48 | 0.10336 | 44.16
28.28 | 56.56 | 7.48 | 0.10336 | 56.56
34.28 | 68.56 | 7.48 | 0.10336 | 68.56
40.2 | 80.4 | 7.48 | 0.10336 | 80.4
48.08 | 96.16 | 7.48 | 0.10336 | 96.16
54.56 | 109.12 | 7.48 | 0.10336 | 109.12
56.12 | 112.24 | 7.48 | 0.10336 | 112.24
58.24 | 116.48 | 7.48 | 0.10336 | 116.48
60.32 | 120.64 | 7.48 | 0.10336 | 120.64
56.92 | 113.84 | 7.48 | 0.10336 | 113.84
57.08 | 114.16 | 7.48 | 0.10336 | 114.16
58.68 | 117.36 | 7.48 | 0.10336 | 117.36
55.48 | 110.96 | 7.48 | 0.10336 | 110.96
55.32 | 110.64 | 7.48 | 0.10336 | 110.64
51.4 | 102.8 | 7.48 | 0.10336 | 102.8
43.28 | 86.56 | 7.48 | 0.10336 | 86.56
35.56 | 71.12 | 7.48 | 0.10336 | 71.12
20.24 | 40.48 | 7.48 | 0.10336 | 40.48
15.56 | 31.12 | 7.48 | 0.10336 | 31.12
16.08 | 32.16 | 7.48 | 0.10336 | 32.16
15.08 | 30.16 | 7.48 | 0.10336 | 30.16
17 | 34 | 7.48 | 0.10336 | 34
19.2 | 38.4 | 7.48 | 0.10336 | 38.4
18.24 | 36.48 | 7.48 | 0.10336 | 36.48
16.48 | 32.96 | 7.48 | 0.10336 | 32.96
24.12 | 48.24 | 7.48 | 0.10336 | 48.24
33.24 | 66.48 | 7.48 | 0.10336 | 66.48
37.92 | 75.84 | 7.48 | 0.10336 | 75.84
39.64 | 79.28 | 7.48 | 0.10336 | 79.28
44.24 | 88.48 | 7.48 | 0.10336 | 88.48
47.24 | 94.48 | 7.48 | 0.10336 | 94.48
46.28 | 92.56 | 7.48 | 0.10336 | 92.56
46.12 | 92.24 | 7.48 | 0.10336 | 92.24
46.56 | 93.12 | 7.48 | 0.10336 | 93.12
48.88 | 97.76 | 7.48 | 0.10336 | 97.76
49.4 | 98.8 | 7.48 | 0.10336 | 98.8
40.16 | 80.32 | 7.48 | 0.10336 | 80.32
35.04 | 70.08 | 7.48 | 0.10336 | 70.08
32.44 | 64.88 | 7.48 | 0.10336 | 64.88
29.84 | 59.68 | 7.48 | 0.10336 | 59.68
26.32 | 52.64 | 7.48 | 0.10336 | 52.64
17.72 | 35.44 | 7.48 | 0.10336 | 35.44
14.92 | 29.84 | 7.48 | 0.10336 | 29.84
15.16 | 30.32 | 7.48 | 0.10336 | 30.32
15 | 30 | 7.48 | 0.10336 | 30
16.72 | 33.44 | 7.48 | 0.10336 | 33.44
19.68 | 39.36 | 7.48 | 0.10336 | 39.36
20.48 | 40.96 | 7.48 | 0.10336 | 40.96
16.8 | 33.6 | 7.48 | 0.10336 | 33.6
24 | 48 | 7.48 | 0.10336 | 48
30.44 | 60.88 | 7.48 | 0.10336 | 60.88
34.44 | 68.88 | 7.48 | 0.10336 | 68.88
35.68 | 71.36 | 11.23 | 0.12409 | 71.36
38 | 76 | 11.23 | 0.12409 | 76
40.04 | 80.08 | 11.23 | 0.12409 | 80.08
43.88 | 87.76 | 17.48 | 0.13136 | 87.76
44.72 | 89.44 | 17.48 | 0.13136 | 89.44
45.8 | 91.6 | 17.48 | 0.13136 | 91.6
45.12 | 90.24 | 17.48 | 0.13136 | 90.24
43.08 | 86.16 | 11.23 | 0.12409 | 86.16
37.64 | 75.28 | 11.23 | 0.12409 | 75.28
31.72 | 63.44 | 11.23 | 0.12409 | 63.44
30.88 | 61.76 | 7.48 | 0.10336 | 61.76
29.32 | 58.64 | 7.48 | 0.10336 | 58.64
19.44 | 38.88 | 7.48 | 0.10336 | 38.88
11.2 | 22.4 | 7.48 | 0.10336 | 22.4
9.08 | 18.16 | 7.48 | 0.10336 | 18.16
9.64 | 19.28 | 7.48 | 0.10336 | 19.28
9.92 | 19.84 | 7.48 | 0.10336 | 19.84
12.28 | 24.56 | 7.48 | 0.10336 | 24.56
14.48 | 28.96 | 7.48 | 0.10336 | 28.96
16 | 32 | 7.48 | 0.10336 | 32
22.48 | 44.96 | 7.48 | 0.10336 | 44.96
24.48 | 48.96 | 7.48 | 0.10336 | 48.96
32.72 | 65.44 | 7.48 | 0.10336 | 65.44
36.12 | 72.24 | 7.48 | 0.10336 | 72.24
44.96 | 89.92 | 11.23 | 0.12409 | 89.92
50.92 | 101.84 | 11.23 | 0.12409 | 101.84
52.56 | 105.12 | 11.23 | 0.12409 | 105.12
51.96 | 103.92 | 17.48 | 0.13136 | 103.92
51.4 | 102.8 | 17.48 | 0.13136 | 102.8
48 | 96 | 17.48 | 0.13136 | 96
49.16 | 98.32 | 17.48 | 0.13136 | 98.32
48.92 | 97.84 | 11.23 | 0.12409 | 97.84
50.88 | 101.76 | 11.23 | 0.12409 | 101.76
46.92 | 93.84 | 11.23 | 0.12409 | 93.84
44.56 | 89.12 | 7.48 | 0.10336 | 89.12
42 | 84 | 7.48 | 0.10336 | 84
37.8 | 75.6 | 7.48 | 0.10336 | 75.6
18.88 | 37.76 | 7.48 | 0.10336 | 37.76
14.24 | 28.48 | 7.48 | 0.10336 | 28.48
15.08 | 30.16 | 7.48 | 0.10336 | 30.16
16.04 | 32.08 | 7.48 | 0.10336 | 32.08
17.32 | 34.64 | 7.48 | 0.10336 | 34.64
19.64 | 39.28 | 7.48 | 0.10336 | 39.28
17.12 | 34.24 | 7.48 | 0.10336 | 34.24
22 | 44 | 7.48 | 0.10336 | 44
27.16 | 54.32 | 7.48 | 0.10336 | 54.32
39.92 | 79.84 | 7.48 | 0.10336 | 79.84
44.04 | 88.08 | 7.48 | 0.10336 | 88.08
47.04 | 94.08 | 11.23 | 0.12409 | 94.08
53.4 | 106.8 | 11.23 | 0.12409 | 106.8
55.48 | 110.96 | 11.23 | 0.12409 | 110.96
54.56 | 109.12 | 17.48 | 0.13136 | 109.12
55.28 | 110.56 | 17.48 | 0.13136 | 110.56
54.96 | 109.92 | 17.48 | 0.13136 | 109.92
55.92 | 111.84 | 17.48 | 0.13136 | 111.84
58.76 | 117.52 | 11.23 | 0.12409 | 117.52
54.92 | 109.84 | 11.23 | 0.12409 | 109.84
50.48 | 100.96 | 11.23 | 0.12409 | 100.96
46.84 | 93.68 | 7.48 | 0.10336 | 93.68
39.68 | 79.36 | 7.48 | 0.10336 | 79.36
32.32 | 64.64 | 7.48 | 0.10336 | 64.64
13.04 | 26.08 | 7.48 | 0.10336 | 26.08
9 | 18 | 7.48 | 0.10336 | 18
9.44 | 18.88 | 7.48 | 0.10336 | 18.88
9.68 | 19.36 | 7.48 | 0.10336 | 19.36
12.08 | 24.16 | 7.48 | 0.10336 | 24.16
14.6 | 29.2 | 7.48 | 0.10336 | 29.2
16.12 | 32.24 | 7.48 | 0.10336 | 32.24
22.2 | 44.4 | 7.48 | 0.10336 | 44.4
29.76 | 59.52 | 7.48 | 0.10336 | 59.52
38.6 | 77.2 | 7.48 | 0.10336 | 77.2
41 | 82 | 7.48 | 0.10336 | 82
42.92 | 85.84 | 11.23 | 0.12409 | 85.84
51.64 | 103.28 | 11.23 | 0.12409 | 103.28
50.24 | 100.48 | 11.23 | 0.12409 | 100.48
50.44 | 100.88 | 17.48 | 0.13136 | 100.88
51.36 | 102.72 | 17.48 | 0.13136 | 102.72
52 | 104 | 17.48 | 0.13136 | 104
52.16 | 104.32 | 17.48 | 0.13136 | 104.32
49.92 | 99.84 | 11.23 | 0.12409 | 99.84
49.88 | 99.76 | 11.23 | 0.12409 | 99.76
50.48 | 100.96 | 11.23 | 0.12409 | 100.96
48.12 | 96.24 | 7.48 | 0.10336 | 96.24
43.68 | 87.36 | 7.48 | 0.10336 | 87.36
33.12 | 66.24 | 7.48 | 0.10336 | 66.24
13.72 | 27.44 | 7.48 | 0.10336 | 27.44
8.96 | 17.92 | 7.48 | 0.10336 | 17.92
9.76 | 19.52 | 7.48 | 0.10336 | 19.52
11.64 | 23.28 | 7.48 | 0.10336 | 23.28
12.6 | 25.2 | 7.48 | 0.10336 | 25.2
14.4 | 28.8 | 7.48 | 0.10336 | 28.8
16 | 32 | 7.48 | 0.10336 | 32
22.56 | 45.12 | 7.48 | 0.10336 | 45.12
23.4 | 46.8 | 7.48 | 0.10336 | 46.8
31.72 | 63.44 | 7.48 | 0.10336 | 63.44
36.52 | 73.04 | 7.48 | 0.10336 | 73.04
41.92 | 83.84 | 11.23 | 0.12409 | 83.84
47.08 | 94.16 | 11.23 | 0.12409 | 94.16
50.56 | 101.12 | 11.23 | 0.12409 | 101.12
48.76 | 97.52 | 17.48 | 0.13136 | 97.52
48 | 96 | 17.48 | 0.13136 | 96
49.32 | 98.64 | 17.48 | 0.13136 | 98.64
47.68 | 95.36 | 17.48 | 0.13136 | 95.36
49.36 | 98.72 | 11.23 | 0.12409 | 98.72
45.88 | 91.76 | 11.23 | 0.12409 | 91.76
40.84 | 81.68 | 11.23 | 0.12409 | 81.68
41.64 | 83.28 | 7.48 | 0.10336 | 83.28
39.64 | 79.28 | 7.48 | 0.10336 | 79.28
25.68 | 51.36 | 7.48 | 0.10336 | 51.36
12.16 | 24.32 | 7.48 | 0.10336 | 24.32
9.72 | 19.44 | 7.48 | 0.10336 | 19.44
10.44 | 20.88 | 7.48 | 0.10336 | 20.88
11.56 | 23.12 | 7.48 | 0.10336 | 23.12
12.4 | 24.8 | 7.48 | 0.10336 | 24.8
14.4 | 28.8 | 7.48 | 0.10336 | 28.8
16.36 | 32.72 | 7.48 | 0.10336 | 32.72
22.52 | 45.04 | 7.48 | 0.10336 | 45.04
26.52 | 53.04 | 7.48 | 0.10336 | 53.04
38.08 | 76.16 | 7.48 | 0.10336 | 76.16
39.84 | 79.68 | 7.48 | 0.10336 | 79.68
45.36 | 90.72 | 7.48 | 0.10336 | 90.72
53.8 | 107.6 | 7.48 | 0.10336 | 107.6
51.44 | 102.88 | 7.48 | 0.10336 | 102.88
55 | 110 | 7.48 | 0.10336 | 110
58.8 | 117.6 | 7.48 | 0.10336 | 117.6
55.56 | 111.12 | 7.48 | 0.10336 | 111.12
55.92 | 111.84 | 7.48 | 0.10336 | 111.84
52.32 | 104.64 | 7.48 | 0.10336 | 104.64
52.84 | 105.68 | 7.48 | 0.10336 | 105.68
53.4 | 106.8 | 7.48 | 0.10336 | 106.8
48.2 | 96.4 | 7.48 | 0.10336 | 96.4
43.96 | 87.92 | 7.48 | 0.10336 | 87.92
40.36 | 80.72 | 7.48 | 0.10336 | 80.72
24.08 | 48.16 | 7.48 | 0.10336 | 48.16
18.68 | 37.36 | 7.48 | 0.10336 | 37.36
21.12 | 42.24 | 7.48 | 0.10336 | 42.24
20.88 | 41.76 | 7.48 | 0.10336 | 41.76
26.12 | 52.24 | 7.48 | 0.10336 | 52.24
24.16 | 48.32 | 7.48 | 0.10336 | 48.32
20.96 | 41.92 | 7.48 | 0.10336 | 41.92
17.52 | 35.04 | 7.48 | 0.10336 | 35.04
33.76 | 67.52 | 7.48 | 0.10336 | 67.52
36.52 | 73.04 | 7.48 | 0.10336 | 73.04
38.96 | 77.92 | 7.48 | 0.10336 | 77.92
45.76 | 91.52 | 7.48 | 0.10336 | 91.52
48.32 | 96.64 | 7.48 | 0.10336 | 96.64
48.76 | 97.52 | 7.48 | 0.10336 | 97.52
53.4 | 106.8 | 7.48 | 0.10336 | 106.8
59 | 118 | 7.48 | 0.10336 | 118
58.48 | 116.96 | 7.48 | 0.10336 | 116.96
52.16 | 104.32 | 7.48 | 0.10336 | 104.32
52.52 | 105.04 | 7.48 | 0.10336 | 105.04
42.24 | 84.48 | 7.48 | 0.10336 | 84.48
39.44 | 78.88 | 7.48 | 0.10336 | 78.88
38.76 | 77.52 | 7.48 | 0.10336 | 77.52
37.4 | 74.8 | 7.48 | 0.10336 | 74.8
33.48 | 66.96 | 7.48 | 0.10336 | 66.96
15.48 | 30.96 | 7.48 | 0.10336 | 30.96
13.88 | 27.76 | 7.48 | 0.10336 | 27.76
17.48 | 34.96 | 7.48 | 0.10336 | 34.96
24.6 | 49.2 | 7.48 | 0.10336 | 49.2
27.48 | 54.96 | 7.48 | 0.10336 | 54.96
22.84 | 45.68 | 7.48 | 0.10336 | 45.68
22.16 | 44.32 | 7.48 | 0.10336 | 44.32
25.6 | 51.2 | 7.48 | 0.10336 | 51.2
25.56 | 51.12 | 7.48 | 0.10336 | 51.12
26.56 | 53.12 | 7.48 | 0.10336 | 53.12
31.2 | 62.4 | 7.48 | 0.10336 | 62.4
31.2 | 62.4 | 11.23 | 0.12409 | 62.4
38.72 | 77.44 | 11.23 | 0.12409 | 77.44
42 | 84 | 11.23 | 0.12409 | 84
45.72 | 91.44 | 17.48 | 0.13136 | 91.44
45.84 | 91.68 | 17.48 | 0.13136 | 91.68
45.44 | 90.88 | 17.48 | 0.13136 | 90.88
46.72 | 93.44 | 17.48 | 0.13136 | 93.44
45.48 | 90.96 | 11.23 | 0.12409 | 90.96
42.88 | 85.76 | 11.23 | 0.12409 | 85.76
40.52 | 81.04 | 11.23 | 0.12409 | 81.04
37.88 | 75.76 | 7.48 | 0.10336 | 75.76
38.84 | 77.68 | 7.48 | 0.10336 | 77.68
36.16 | 72.32 | 7.48 | 0.10336 | 72.32
18.52 | 37.04 | 7.48 | 0.10336 | 37.04
14.6 | 29.2 | 7.48 | 0.10336 | 29.2
15.04 | 30.08 | 7.48 | 0.10336 | 30.08
13.4 | 26.8 | 7.48 | 0.10336 | 26.8
12.4 | 24.8 | 7.48 | 0.10336 | 24.8
14.56 | 29.12 | 7.48 | 0.10336 | 29.12
16.48 | 32.96 | 7.48 | 0.10336 | 32.96
22.12 | 44.24 | 7.48 | 0.10336 | 44.24
25.88 | 51.76 | 7.48 | 0.10336 | 51.76
35.92 | 71.84 | 7.48 | 0.10336 | 71.84
43.6 | 87.2 | 7.48 | 0.10336 | 87.2
46.52 | 93.04 | 11.23 | 0.12409 | 93.04
52.68 | 105.36 | 11.23 | 0.12409 | 105.36
48.92 | 97.84 | 11.23 | 0.12409 | 97.84
50.76 | 101.52 | 17.48 | 0.13136 | 101.52
51.64 | 103.28 | 17.48 | 0.13136 | 103.28
51.92 | 103.84 | 17.48 | 0.13136 | 103.84
51.76 | 103.52 | 17.48 | 0.13136 | 103.52
52.08 | 104.16 | 11.23 | 0.12409 | 104.16
51.88 | 103.76 | 11.23 | 0.12409 | 103.76
49.24 | 98.48 | 11.23 | 0.12409 | 98.48
47.6 | 95.2 | 7.48 | 0.10336 | 95.2
46.84 | 93.68 | 7.48 | 0.10336 | 93.68
39.2 | 78.4 | 7.48 | 0.10336 | 78.4
20.72 | 41.44 | 7.48 | 0.10336 | 41.44
16.28 | 32.56 | 7.48 | 0.10336 | 32.56
18.56 | 37.12 | 7.48 | 0.10336 | 37.12
20.08 | 40.16 | 7.48 | 0.10336 | 40.16
20.92 | 41.84 | 7.48 | 0.10336 | 41.84
20.8 | 41.6 | 7.48 | 0.10336 | 41.6
21.52 | 43.04 | 7.48 | 0.10336 | 43.04
22.44 | 44.88 | 7.48 | 0.10336 | 44.88
30.6 | 61.2 | 7.48 | 0.10336 | 61.2
43 | 86 | 7.48 | 0.10336 | 86
45.68 | 91.36 | 7.48 | 0.10336 | 91.36
47.36 | 94.72 | 11.23 | 0.12409 | 94.72
52.76 | 105.52 | 11.23 | 0.12409 | 105.52
51 | 102 | 11.23 | 0.12409 | 102
51.68 | 103.36 | 17.48 | 0.13136 | 103.36
52.4 | 104.8 | 17.48 | 0.13136 | 104.8
54.92 | 109.84 | 17.48 | 0.13136 | 109.84
52.8 | 105.6 | 17.48 | 0.13136 | 105.6
52.6 | 105.2 | 11.23 | 0.12409 | 105.2
51.48 | 102.96 | 11.23 | 0.12409 | 102.96
50.04 | 100.08 | 11.23 | 0.12409 | 100.08
47.52 | 95.04 | 7.48 | 0.10336 | 95.04
43.28 | 86.56 | 7.48 | 0.10336 | 86.56
36.24 | 72.48 | 7.48 | 0.10336 | 72.48
16 | 32 | 7.48 | 0.10336 | 32
9.52 | 19.04 | 7.48 | 0.10336 | 19.04
13.04 | 26.08 | 7.48 | 0.10336 | 26.08
13.88 | 27.76 | 7.48 | 0.10336 | 27.76
15.96 | 31.92 | 7.48 | 0.10336 | 31.92
16.28 | 32.56 | 7.48 | 0.10336 | 32.56
18.24 | 36.48 | 7.48 | 0.10336 | 36.48
21.84 | 43.68 | 7.48 | 0.10336 | 43.68
27.04 | 54.08 | 7.48 | 0.10336 | 54.08
37.04 | 74.08 | 7.48 | 0.10336 | 74.08
44.08 | 88.16 | 7.48 | 0.10336 | 88.16
44.72 | 89.44 | 11.23 | 0.12409 | 89.44
44.68 | 89.36 | 11.23 | 0.12409 | 89.36
45.48 | 90.96 | 11.23 | 0.12409 | 90.96
52.4 | 104.8 | 17.48 | 0.13136 | 104.8
55.36 | 110.72 | 17.48 | 0.13136 | 110.72
53.96 | 107.92 | 17.48 | 0.13136 | 107.92
52.32 | 104.64 | 17.48 | 0.13136 | 104.64
51.96 | 103.92 | 11.23 | 0.12409 | 103.92
53.16 | 106.32 | 11.23 | 0.12409 | 106.32
50.56 | 101.12 | 11.23 | 0.12409 | 101.12
46.48 | 92.96 | 7.48 | 0.10336 | 92.96
41.12 | 82.24 | 7.48 | 0.10336 | 82.24
34.48 | 68.96 | 7.48 | 0.10336 | 68.96
16.04 | 32.08 | 7.48 | 0.10336 | 32.08
11.32 | 22.64 | 7.48 | 0.10336 | 22.64
13.28 | 26.56 | 7.48 | 0.10336 | 26.56
15.84 | 31.68 | 7.48 | 0.10336 | 31.68
16.32 | 32.64 | 7.48 | 0.10336 | 32.64
16.72 | 33.44 | 7.48 | 0.10336 | 33.44
17.56 | 35.12 | 7.48 | 0.10336 | 35.12
21.92 | 43.84 | 7.48 | 0.10336 | 43.84
23.28 | 46.56 | 7.48 | 0.10336 | 46.56
26.32 | 52.64 | 7.48 | 0.10336 | 52.64
31.2 | 62.4 | 7.48 | 0.10336 | 62.4
37.44 | 74.88 | 11.23 | 0.12409 | 74.88
44 | 88 | 11.23 | 0.12409 | 88
41.2 | 82.4 | 11.23 | 0.12409 | 82.4
42.68 | 85.36 | 17.48 | 0.13136 | 85.36
41.76 | 83.52 | 17.48 | 0.13136 | 83.52
44.56 | 89.12 | 17.48 | 0.13136 | 89.12
46.96 | 93.92 | 17.48 | 0.13136 | 93.92
46.04 | 92.08 | 11.23 | 0.12409 | 92.08
45.92 | 91.84 | 11.23 | 0.12409 | 91.84
45.12 | 90.24 | 11.23 | 0.12409 | 90.24
43.52 | 87.04 | 7.48 | 0.10336 | 87.04
41.56 | 83.12 | 7.48 | 0.10336 | 83.12
32.16 | 64.32 | 7.48 | 0.10336 | 64.32
14.16 | 28.32 | 7.48 | 0.10336 | 28.32
10.16 | 20.32 | 7.48 | 0.10336 | 20.32
11.04 | 22.08 | 7.48 | 0.10336 | 22.08
10.92 | 21.84 | 7.48 | 0.10336 | 21.84
12.72 | 25.44 | 7.48 | 0.10336 | 25.44
14.56 | 29.12 | 7.48 | 0.10336 | 29.12
16.6 | 33.2 | 7.48 | 0.10336 | 33.2
22.52 | 45.04 | 7.48 | 0.10336 | 45.04
25.36 | 50.72 | 7.48 | 0.10336 | 50.72
26.16 | 52.32 | 7.48 | 0.10336 | 52.32
30.84 | 61.68 | 7.48 | 0.10336 | 61.68
37.52 | 75.04 | 7.48 | 0.10336 | 75.04
48.64 | 97.28 | 7.48 | 0.10336 | 97.28
44.84 | 89.68 | 7.48 | 0.10336 | 89.68
45.08 | 90.16 | 7.48 | 0.10336 | 90.16
50.84 | 101.68 | 7.48 | 0.10336 | 101.68
50.96 | 101.92 | 7.48 | 0.10336 | 101.92
48.32 | 96.64 | 7.48 | 0.10336 | 96.64
49.56 | 99.12 | 7.48 | 0.10336 | 99.12
48.24 | 96.48 | 7.48 | 0.10336 | 96.48
46.4 | 92.8 | 7.48 | 0.10336 | 92.8
44.32 | 88.64 | 7.48 | 0.10336 | 88.64
40.92 | 81.84 | 7.48 | 0.10336 | 81.84
37.92 | 75.84 | 7.48 | 0.10336 | 75.84
22.84 | 45.68 | 7.48 | 0.10336 | 45.68
18.28 | 36.56 | 7.48 | 0.10336 | 36.56
18.64 | 37.28 | 7.48 | 0.10336 | 37.28
19.52 | 39.04 | 7.48 | 0.10336 | 39.04
18.76 | 37.52 | 7.48 | 0.10336 | 37.52
19.6 | 39.2 | 7.48 | 0.10336 | 39.2
20.84 | 41.68 | 7.48 | 0.10336 | 41.68
20.96 | 41.92 | 7.48 | 0.10336 | 41.92
23.88 | 47.76 | 7.48 | 0.10336 | 47.76
28.12 | 56.24 | 7.48 | 0.10336 | 56.24
32.08 | 64.16 | 7.48 | 0.10336 | 64.16
35.68 | 71.36 | 7.48 | 0.10336 | 71.36
38.88 | 77.76 | 7.48 | 0.10336 | 77.76
39.04 | 78.08 | 7.48 | 0.10336 | 78.08
40.12 | 80.24 | 7.48 | 0.10336 | 80.24
40.48 | 80.96 | 7.48 | 0.10336 | 80.96
40.96 | 81.92 | 7.48 | 0.10336 | 81.92
44.24 | 88.48 | 7.48 | 0.10336 | 88.48
44.52 | 89.04 | 7.48 | 0.10336 | 89.04
41.88 | 83.76 | 7.48 | 0.10336 | 83.76
39.44 | 78.88 | 7.48 | 0.10336 | 78.88
38.72 | 77.44 | 7.48 | 0.10336 | 77.44
39.56 | 79.12 | 7.48 | 0.10336 | 79.12
39.12 | 78.24 | 7.48 | 0.10336 | 78.24
20.16 | 40.32 | 7.48 | 0.10336 | 40.32
14.92 | 29.84 | 7.48 | 0.10336 | 29.84
15.88 | 31.76 | 7.48 | 0.10336 | 31.76
17.88 | 35.76 | 7.48 | 0.10336 | 35.76
19.48 | 38.96 | 7.48 | 0.10336 | 38.96
20.52 | 41.04 | 7.48 | 0.10336 | 41.04
20 | 40 | 7.48 | 0.10336 | 40
17.44 | 34.88 | 7.48 | 0.10336 | 34.88
16.84 | 33.68 | 7.48 | 0.10336 | 33.68
23.84 | 47.68 | 7.48 | 0.10336 | 47.68
30.76 | 61.52 | 7.48 | 0.10336 | 61.52
37 | 74 | 11.23 | 0.12409 | 74
39.64 | 79.28 | 11.23 | 0.12409 | 79.28
41.64 | 83.28 | 11.23 | 0.12409 | 83.28
47.84 | 95.68 | 17.48 | 0.13136 | 95.68
47.44 | 94.88 | 17.48 | 0.13136 | 94.88
48.92 | 97.84 | 17.48 | 0.13136 | 97.84
46 | 92 | 17.48 | 0.13136 | 92
44.4 | 88.8 | 11.23 | 0.12409 | 88.8
41.36 | 82.72 | 11.23 | 0.12409 | 82.72
36 | 72 | 11.23 | 0.12409 | 72
35.6 | 71.2 | 7.48 | 0.10336 | 71.2
35.44 | 70.88 | 7.48 | 0.10336 | 70.88
31.2 | 62.4 | 7.48 | 0.10336 | 62.4
14.08 | 28.16 | 7.48 | 0.10336 | 28.16
8.92 | 17.84 | 7.48 | 0.10336 | 17.84
10.24 | 20.48 | 7.48 | 0.10336 | 20.48
12.8 | 25.6 | 7.48 | 0.10336 | 25.6
13.56 | 27.12 | 7.48 | 0.10336 | 27.12
14.48 | 28.96 | 7.48 | 0.10336 | 28.96
16.48 | 32.96 | 7.48 | 0.10336 | 32.96
22.92 | 45.84 | 7.48 | 0.10336 | 45.84
28.6 | 57.2 | 7.48 | 0.10336 | 57.2
40.76 | 81.52 | 7.48 | 0.10336 | 81.52
44.84 | 89.68 | 7.48 | 0.10336 | 89.68
45.4 | 90.8 | 11.23 | 0.12409 | 90.8
49.04 | 98.08 | 11.23 | 0.12409 | 98.08
50.04 | 100.08 | 11.23 | 0.12409 | 100.08
56 | 112 | 17.48 | 0.13136 | 112
55.68 | 111.36 | 17.48 | 0.13136 | 111.36
52 | 104 | 17.48 | 0.13136 | 104
50.36 | 100.72 | 17.48 | 0.13136 | 100.72
50.84 | 101.68 | 11.23 | 0.12409 | 101.68
52.08 | 104.16 | 11.23 | 0.12409 | 104.16
51.76 | 103.52 | 11.23 | 0.12409 | 103.52
48.84 | 97.68 | 7.48 | 0.10336 | 97.68
46.72 | 93.44 | 7.48 | 0.10336 | 93.44
33.4 | 66.8 | 7.48 | 0.10336 | 66.8
14.08 | 28.16 | 7.48 | 0.10336 | 28.16
9.16 | 18.32 | 7.48 | 0.10336 | 18.32
9.92 | 19.84 | 7.48 | 0.10336 | 19.84
13.6 | 27.2 | 7.48 | 0.10336 | 27.2
13.4 | 26.8 | 7.48 | 0.10336 | 26.8
15 | 30 | 7.48 | 0.10336 | 30
17.28 | 34.56 | 7.48 | 0.10336 | 34.56
22.32 | 44.64 | 7.48 | 0.10336 | 44.64
30.52 | 61.04 | 7.48 | 0.10336 | 61.04
41.68 | 83.36 | 7.48 | 0.10336 | 83.36
46.28 | 92.56 | 7.48 | 0.10336 | 92.56
51.6 | 103.2 | 11.23 | 0.12409 | 103.2
52.6 | 105.2 | 11.23 | 0.12409 | 105.2
59.72 | 119.44 | 11.23 | 0.12409 | 119.44
65 | 130 | 17.48 | 0.13136 | 130
64.96 | 129.92 | 17.48 | 0.13136 | 129.92
60.28 | 120.56 | 17.48 | 0.13136 | 120.56
54.28 | 108.56 | 17.48 | 0.13136 | 108.56
55.32 | 110.64 | 11.23 | 0.12409 | 110.64
54.96 | 109.92 | 11.23 | 0.12409 | 109.92
53.16 | 106.32 | 11.23 | 0.12409 | 106.32
49.6 | 99.2 | 7.48 | 0.10336 | 99.2
41.92 | 83.84 | 7.48 | 0.10336 | 83.84
34.68 | 69.36 | 7.48 | 0.10336 | 69.36
15.28 | 30.56 | 7.48 | 0.10336 | 30.56
9.52 | 19.04 | 7.48 | 0.10336 | 19.04
16.88 | 33.76 | 7.48 | 0.10336 | 33.76
24.52 | 49.04 | 7.48 | 0.10336 | 49.04
23.96 | 47.92 | 7.48 | 0.10336 | 47.92
22.52 | 45.04 | 7.48 | 0.10336 | 45.04
22.48 | 44.96 | 7.48 | 0.10336 | 44.96
29.36 | 58.72 | 7.48 | 0.10336 | 58.72
35.56 | 71.12 | 7.48 | 0.10336 | 71.12
41.48 | 82.96 | 7.48 | 0.10336 | 82.96
45.28 | 90.56 | 7.48 | 0.10336 | 90.56
47.72 | 95.44 | 11.23 | 0.12409 | 95.44
55.04 | 110.08 | 11.23 | 0.12409 | 110.08
60.6 | 121.2 | 11.23 | 0.12409 | 121.2
54.8 | 109.6 | 17.48 | 0.13136 | 109.6
49.72 | 99.44 | 17.48 | 0.13136 | 99.44
50.2 | 100.4 | 17.48 | 0.13136 | 100.4
53.08 | 106.16 | 17.48 | 0.13136 | 106.16
52.48 | 104.96 | 11.23 | 0.12409 | 104.96
50.88 | 101.76 | 11.23 | 0.12409 | 101.76
49.84 | 99.68 | 11.23 | 0.12409 | 99.68
45.36 | 90.72 | 7.48 | 0.10336 | 90.72
40.72 | 81.44 | 7.48 | 0.10336 | 81.44
32.04 | 64.08 | 7.48 | 0.10336 | 64.08
16.24 | 32.48 | 7.48 | 0.10336 | 32.48
11.52 | 23.04 | 7.48 | 0.10336 | 23.04
17.4 | 34.8 | 7.48 | 0.10336 | 34.8
21.92 | 43.84 | 7.48 | 0.10336 | 43.84
24.48 | 48.96 | 7.48 | 0.10336 | 48.96
26.72 | 53.44 | 7.48 | 0.10336 | 53.44
26.4 | 52.8 | 7.48 | 0.10336 | 52.8
29.28 | 58.56 | 7.48 | 0.10336 | 58.56
31.04 | 62.08 | 7.48 | 0.10336 | 62.08
51.56 | 103.12 | 7.48 | 0.10336 | 103.12
49.52 | 99.04 | 7.48 | 0.10336 | 99.04
56.68 | 113.36 | 11.23 | 0.12409 | 113.36
59.8 | 119.6 | 11.23 | 0.12409 | 119.6
62.92 | 125.84 | 11.23 | 0.12409 | 125.84
63.56 | 127.12 | 17.48 | 0.13136 | 127.12
62.16 | 124.32 | 17.48 | 0.13136 | 124.32
63.2 | 126.4 | 17.48 | 0.13136 | 126.4
61.64 | 123.28 | 17.48 | 0.13136 | 123.28
60.76 | 121.52 | 11.23 | 0.12409 | 121.52
60.52 | 121.04 | 11.23 | 0.12409 | 121.04
54.96 | 109.92 | 11.23 | 0.12409 | 109.92
54.64 | 109.28 | 7.48 | 0.10336 | 109.28
53.32 | 106.64 | 7.48 | 0.10336 | 106.64
45.88 | 91.76 | 7.48 | 0.10336 | 91.76
20.92 | 41.84 | 7.48 | 0.10336 | 41.84
14.72 | 29.44 | 7.48 | 0.10336 | 29.44
26.16 | 52.32 | 7.48 | 0.10336 | 52.32
32.4 | 64.8 | 7.48 | 0.10336 | 64.8
33.68 | 67.36 | 7.48 | 0.10336 | 67.36
33.64 | 67.28 | 7.48 | 0.10336 | 67.28
30.32 | 60.64 | 7.48 | 0.10336 | 60.64
33.2 | 66.4 | 7.48 | 0.10336 | 66.4
38.12 | 76.24 | 7.48 | 0.10336 | 76.24
42.72 | 85.44 | 7.48 | 0.10336 | 85.44
45.6 | 91.2 | 7.48 | 0.10336 | 91.2
49.36 | 98.72 | 7.48 | 0.10336 | 98.72
61.04 | 122.08 | 7.48 | 0.10336 | 122.08
61.52 | 123.04 | 7.48 | 0.10336 | 123.04
61.08 | 122.16 | 7.48 | 0.10336 | 122.16
61.48 | 122.96 | 7.48 | 0.10336 | 122.96
59.96 | 119.92 | 7.48 | 0.10336 | 119.92
58.8 | 117.6 | 7.48 | 0.10336 | 117.6
58.4 | 116.8 | 7.48 | 0.10336 | 116.8
57.72 | 115.44 | 7.48 | 0.10336 | 115.44
58.64 | 117.28 | 7.48 | 0.10336 | 117.28
53.92 | 107.84 | 7.48 | 0.10336 | 107.84
48.92 | 97.84 | 7.48 | 0.10336 | 97.84
34.84 | 69.68 | 7.48 | 0.10336 | 69.68
18.64 | 37.28 | 7.48 | 0.10336 | 37.28
14.28 | 28.56 | 7.48 | 0.10336 | 28.56
17 | 34 | 7.48 | 0.10336 | 34
18.84 | 37.68 | 7.48 | 0.10336 | 37.68
17.48 | 34.96 | 7.48 | 0.10336 | 34.96
14.8 | 29.6 | 7.48 | 0.10336 | 29.6
16.88 | 33.76 | 7.48 | 0.10336 | 33.76
16.76 | 33.52 | 7.48 | 0.10336 | 33.52
23.32 | 46.64 | 7.48 | 0.10336 | 46.64
30.64 | 61.28 | 7.48 | 0.10336 | 61.28
37.92 | 75.84 | 7.48 | 0.10336 | 75.84
41.12 | 82.24 | 7.48 | 0.10336 | 82.24
45.08 | 90.16 | 7.48 | 0.10336 | 90.16
47.28 | 94.56 | 7.48 | 0.10336 | 94.56
51.04 | 102.08 | 7.48 | 0.10336 | 102.08
50.4 | 100.8 | 7.48 | 0.10336 | 100.8
49.76 | 99.52 | 7.48 | 0.10336 | 99.52
47.52 | 95.04 | 7.48 | 0.10336 | 95.04
48.68 | 97.36 | 7.48 | 0.10336 | 97.36
40.28 | 80.56 | 7.48 | 0.10336 | 80.56
37.12 | 74.24 | 7.48 | 0.10336 | 74.24
35.64 | 71.28 | 7.48 | 0.10336 | 71.28
32.72 | 65.44 | 7.48 | 0.10336 | 65.44
35.28 | 70.56 | 7.48 | 0.10336 | 70.56
18.56 | 37.12 | 7.48 | 0.10336 | 37.12
10.68 | 21.36 | 7.48 | 0.10336 | 21.36
11.28 | 22.56 | 7.48 | 0.10336 | 22.56
14.76 | 29.52 | 7.48 | 0.10336 | 29.52
18 | 36 | 7.48 | 0.10336 | 36
19.6 | 39.2 | 7.48 | 0.10336 | 39.2
17.6 | 35.2 | 7.48 | 0.10336 | 35.2
20.68 | 41.36 | 7.48 | 0.10336 | 41.36
22.88 | 45.76 | 7.48 | 0.10336 | 45.76
29.36 | 58.72 | 7.48 | 0.10336 | 58.72
29.04 | 58.08 | 7.48 | 0.10336 | 58.08
30.04 | 60.08 | 11.23 | 0.12409 | 60.08
38.68 | 77.36 | 11.23 | 0.12409 | 77.36
39.52 | 79.04 | 11.23 | 0.12409 | 79.04
39.44 | 78.88 | 17.48 | 0.13136 | 78.88
44.8 | 89.6 | 17.48 | 0.13136 | 89.6
52.56 | 105.12 | 17.48 | 0.13136 | 105.12
49.28 | 98.56 | 17.48 | 0.13136 | 98.56
48.2 | 96.4 | 11.23 | 0.12409 | 96.4
43.2 | 86.4 | 11.23 | 0.12409 | 86.4
42.4 | 84.8 | 11.23 | 0.12409 | 84.8
41.12 | 82.24 | 7.48 | 0.10336 | 82.24
41.08 | 82.16 | 7.48 | 0.10336 | 82.16
38.2 | 76.4 | 7.48 | 0.10336 | 76.4
18.84 | 37.68 | 7.48 | 0.10336 | 37.68
14.36 | 28.72 | 7.48 | 0.10336 | 28.72
18.08 | 36.16 | 7.48 | 0.10336 | 36.16
28.12 | 56.24 | 7.48 | 0.10336 | 56.24
27.96 | 55.92 | 7.48 | 0.10336 | 55.92
25.72 | 51.44 | 7.48 | 0.10336 | 51.44
27.28 | 54.56 | 7.48 | 0.10336 | 54.56
30.96 | 61.92 | 7.48 | 0.10336 | 61.92
34.16 | 68.32 | 7.48 | 0.10336 | 68.32
40.12 | 80.24 | 7.48 | 0.10336 | 80.24
39.48 | 78.96 | 7.48 | 0.10336 | 78.96
45.8 | 91.6 | 11.23 | 0.12409 | 91.6
55.44 | 110.88 | 11.23 | 0.12409 | 110.88
57.04 | 114.08 | 11.23 | 0.12409 | 114.08
52.64 | 105.28 | 17.48 | 0.13136 | 105.28
54.44 | 108.88 | 17.48 | 0.13136 | 108.88
56.24 | 112.48 | 17.48 | 0.13136 | 112.48
53.76 | 107.52 | 17.48 | 0.13136 | 107.52
54.44 | 108.88 | 11.23 | 0.12409 | 108.88
55.64 | 111.28 | 11.23 | 0.12409 | 111.28
52.4 | 104.8 | 11.23 | 0.12409 | 104.8
50.2 | 100.4 | 7.48 | 0.10336 | 100.4
45.76 | 91.52 | 7.48 | 0.10336 | 91.52
35.84 | 71.68 | 7.48 | 0.10336 | 71.68
15.24 | 30.48 | 7.48 | 0.10336 | 30.48
9.4 | 18.8 | 7.48 | 0.10336 | 18.8
12.88 | 25.76 | 7.48 | 0.10336 | 25.76
14.88 | 29.76 | 7.48 | 0.10336 | 29.76
18.44 | 36.88 | 7.48 | 0.10336 | 36.88
20.76 | 41.52 | 7.48 | 0.10336 | 41.52
18.44 | 36.88 | 7.48 | 0.10336 | 36.88
24.32 | 48.64 | 7.48 | 0.10336 | 48.64
30.16 | 60.32 | 7.48 | 0.10336 | 60.32
36.96 | 73.92 | 7.48 | 0.10336 | 73.92
41.04 | 82.08 | 7.48 | 0.10336 | 82.08
46.64 | 93.28 | 11.23 | 0.12409 | 93.28
48.2 | 96.4 | 11.23 | 0.12409 | 96.4
53.68 | 107.36 | 11.23 | 0.12409 | 107.36
59.52 | 119.04 | 17.48 | 0.13136 | 119.04
58.12 | 116.24 | 17.48 | 0.13136 | 116.24
57.72 | 115.44 | 17.48 | 0.13136 | 115.44
56.6 | 113.2 | 17.48 | 0.13136 | 113.2
57.16 | 114.32 | 11.23 | 0.12409 | 114.32
56.28 | 112.56 | 11.23 | 0.12409 | 112.56
55.84 | 111.68 | 11.23 | 0.12409 | 111.68
50.72 | 101.44 | 7.48 | 0.10336 | 101.44
42.12 | 84.24 | 7.48 | 0.10336 | 84.24
36.28 | 72.56 | 7.48 | 0.10336 | 72.56
15.2 | 30.4 | 7.48 | 0.10336 | 30.4
9.88 | 19.76 | 7.48 | 0.10336 | 19.76
13.28 | 26.56 | 7.48 | 0.10336 | 26.56
23.2 | 46.4 | 7.48 | 0.10336 | 46.4
25.04 | 50.08 | 7.48 | 0.10336 | 50.08
22.8 | 45.6 | 7.48 | 0.10336 | 45.6
27.8 | 55.6 | 7.48 | 0.10336 | 55.6
31.44 | 62.88 | 7.48 | 0.10336 | 62.88
34.56 | 69.12 | 7.48 | 0.10336 | 69.12
40.56 | 81.12 | 7.48 | 0.10336 | 81.12
50.28 | 100.56 | 7.48 | 0.10336 | 100.56
53.76 | 107.52 | 11.23 | 0.12409 | 107.52
59.76 | 119.52 | 11.23 | 0.12409 | 119.52
60.2 | 120.4 | 11.23 | 0.12409 | 120.4
60.84 | 121.68 | 17.48 | 0.13136 | 121.68
59.36 | 118.72 | 17.48 | 0.13136 | 118.72
58.24 | 116.48 | 17.48 | 0.13136 | 116.48
59.48 | 118.96 | 17.48 | 0.13136 | 118.96
62.2 | 124.4 | 11.23 | 0.12409 | 124.4
61.64 | 123.28 | 11.23 | 0.12409 | 123.28
57.8 | 115.6 | 11.23 | 0.12409 | 115.6
56.04 | 112.08 | 7.48 | 0.10336 | 112.08
44.72 | 89.44 | 7.48 | 0.10336 | 89.44
37.16 | 74.32 | 7.48 | 0.10336 | 74.32
15.24 | 30.48 | 7.48 | 0.10336 | 30.48
9.48 | 18.96 | 7.48 | 0.10336 | 18.96
13.24 | 26.48 | 7.48 | 0.10336 | 26.48
15.88 | 31.76 | 7.48 | 0.10336 | 31.76
20.48 | 40.96 | 7.48 | 0.10336 | 40.96
29.2 | 58.4 | 7.48 | 0.10336 | 58.4
26.84 | 53.68 | 7.48 | 0.10336 | 53.68
28.92 | 57.84 | 7.48 | 0.10336 | 57.84
30.2 | 60.4 | 7.48 | 0.10336 | 60.4
42.96 | 85.92 | 7.48 | 0.10336 | 85.92
47.84 | 95.68 | 7.48 | 0.10336 | 95.68
48 | 96 | 11.23 | 0.12409 | 96
51.52 | 103.04 | 11.23 | 0.12409 | 103.04
57.24 | 114.48 | 11.23 | 0.12409 | 114.48
53.48 | 106.96 | 17.48 | 0.13136 | 106.96
57.24 | 114.48 | 17.48 | 0.13136 | 114.48
58.76 | 117.52 | 17.48 | 0.13136 | 117.52
58.64 | 117.28 | 17.48 | 0.13136 | 117.28
59.24 | 118.48 | 11.23 | 0.12409 | 118.48
54.76 | 109.52 | 11.23 | 0.12409 | 109.52
51.48 | 102.96 | 11.23 | 0.12409 | 102.96
49.6 | 99.2 | 7.48 | 0.10336 | 99.2
48.84 | 97.68 | 7.48 | 0.10336 | 97.68
37.24 | 74.48 | 7.48 | 0.10336 | 74.48
14.36 | 28.72 | 7.48 | 0.10336 | 28.72
8.88 | 17.76 | 7.48 | 0.10336 | 17.76
12.64 | 25.28 | 7.48 | 0.10336 | 25.28
14.68 | 29.36 | 7.48 | 0.10336 | 29.36
18.8 | 37.6 | 7.48 | 0.10336 | 37.6
23.6 | 47.2 | 7.48 | 0.10336 | 47.2
23.44 | 46.88 | 7.48 | 0.10336 | 46.88
29.44 | 58.88 | 7.48 | 0.10336 | 58.88
29.64 | 59.28 | 7.48 | 0.10336 | 59.28
38.28 | 76.56 | 7.48 | 0.10336 | 76.56
44.56 | 89.12 | 7.48 | 0.10336 | 89.12
48.44 | 96.88 | 7.48 | 0.10336 | 96.88
50.8 | 101.6 | 7.48 | 0.10336 | 101.6
50.04 | 100.08 | 7.48 | 0.10336 | 100.08
59.16 | 118.32 | 7.48 | 0.10336 | 118.32
57.36 | 114.72 | 7.48 | 0.10336 | 114.72
63.12 | 126.24 | 7.48 | 0.10336 | 126.24
62.24 | 124.48 | 7.48 | 0.10336 | 124.48
58.88 | 117.76 | 7.48 | 0.10336 | 117.76
55.92 | 111.84 | 7.48 | 0.10336 | 111.84
54.28 | 108.56 | 7.48 | 0.10336 | 108.56
43.16 | 86.32 | 7.48 | 0.10336 | 86.32
39.32 | 78.64 | 7.48 | 0.10336 | 78.64
33.8 | 67.6 | 7.48 | 0.10336 | 67.6
14.64 | 29.28 | 7.48 | 0.10336 | 29.28
9.48 | 18.96 | 7.48 | 0.10336 | 18.96
16.52 | 33.04 | 7.48 | 0.10336 | 33.04
16.84 | 33.68 | 7.48 | 0.10336 | 33.68
18.24 | 36.48 | 7.48 | 0.10336 | 36.48
15.52 | 31.04 | 7.48 | 0.10336 | 31.04
16.68 | 33.36 | 7.48 | 0.10336 | 33.36
16.4 | 32.8 | 7.48 | 0.10336 | 32.8
19.4 | 38.8 | 7.48 | 0.10336 | 38.8
21.8 | 43.6 | 7.48 | 0.10336 | 43.6
26.32 | 52.64 | 7.48 | 0.10336 | 52.64
32.16 | 64.32 | 7.48 | 0.10336 | 64.32
36.32 | 72.64 | 7.48 | 0.10336 | 72.64
36.96 | 73.92 | 7.48 | 0.10336 | 73.92
40.64 | 81.28 | 7.48 | 0.10336 | 81.28
40.88 | 81.76 | 7.48 | 0.10336 | 81.76
40.32 | 80.64 | 7.48 | 0.10336 | 80.64
42.2 | 84.4 | 7.48 | 0.10336 | 84.4
42.72 | 85.44 | 7.48 | 0.10336 | 85.44
41.56 | 83.12 | 7.48 | 0.10336 | 83.12
39.28 | 78.56 | 7.48 | 0.10336 | 78.56
37.76 | 75.52 | 7.48 | 0.10336 | 75.52
34.72 | 69.44 | 7.48 | 0.10336 | 69.44
29.6 | 59.2 | 7.48 | 0.10336 | 59.2
17.16 | 34.32 | 7.48 | 0.10336 | 34.32
10.76 | 21.52 | 7.48 | 0.10336 | 21.52
10.08 | 20.16 | 7.48 | 0.10336 | 20.16
12.2 | 24.4 | 7.48 | 0.10336 | 24.4
14.48 | 28.96 | 7.48 | 0.10336 | 28.96
15.72 | 31.44 | 7.48 | 0.10336 | 31.44
17.28 | 34.56 | 7.48 | 0.10336 | 34.56
16.64 | 33.28 | 7.48 | 0.10336 | 33.28
16.68 | 33.36 | 7.48 | 0.10336 | 33.36
20.96 | 41.92 | 7.48 | 0.10336 | 41.92
23.76 | 47.52 | 7.48 | 0.10336 | 47.52
26.4 | 52.8 | 11.23 | 0.12409 | 52.8
30.76 | 61.52 | 11.23 | 0.12409 | 61.52
37.08 | 74.16 | 11.23 | 0.12409 | 74.16
37.28 | 74.56 | 17.48 | 0.13136 | 74.56
39.4 | 78.8 | 17.48 | 0.13136 | 78.8
41.2 | 82.4 | 17.48 | 0.13136 | 82.4
44.08 | 88.16 | 17.48 | 0.13136 | 88.16
46.2 | 92.4 | 11.23 | 0.12409 | 92.4
37.68 | 75.36 | 11.23 | 0.12409 | 75.36
35.96 | 71.92 | 11.23 | 0.12409 | 71.92
32.2 | 64.4 | 7.48 | 0.10336 | 64.4
24.68 | 49.36 | 7.48 | 0.10336 | 49.36
24.12 | 48.24 | 7.48 | 0.10336 | 48.24
16.44 | 32.88 | 7.48 | 0.10336 | 32.88
14.04 | 28.08 | 7.48 | 0.10336 | 28.08
14.48 | 28.96 | 7.48 | 0.10336 | 28.96
12.76 | 25.52 | 7.48 | 0.10336 | 25.52
12.36 | 24.72 | 7.48 | 0.10336 | 24.72
14.56 | 29.12 | 7.48 | 0.10336 | 29.12
16.44 | 32.88 | 7.48 | 0.10336 | 32.88
22.84 | 45.68 | 7.48 | 0.10336 | 45.68
23.92 | 47.84 | 7.48 | 0.10336 | 47.84
28.24 | 56.48 | 7.48 | 0.10336 | 56.48
33.8 | 67.6 | 7.48 | 0.10336 | 67.6
38.32 | 76.64 | 11.23 | 0.12409 | 76.64
39.8 | 79.6 | 11.23 | 0.12409 | 79.6
35.84 | 71.68 | 11.23 | 0.12409 | 71.68
42.92 | 85.84 | 17.48 | 0.13136 | 85.84
46.4 | 92.8 | 17.48 | 0.13136 | 92.8
43.84 | 87.68 | 17.48 | 0.13136 | 87.68
41.6 | 83.2 | 17.48 | 0.13136 | 83.2
39.6 | 79.2 | 11.23 | 0.12409 | 79.2
44 | 88 | 11.23 | 0.12409 | 88
40.52 | 81.04 | 11.23 | 0.12409 | 81.04
39.64 | 79.28 | 7.48 | 0.10336 | 79.28
38.92 | 77.84 | 7.48 | 0.10336 | 77.84
23.08 | 46.16 | 7.48 | 0.10336 | 46.16
11 | 22 | 7.48 | 0.10336 | 22
9.44 | 18.88 | 7.48 | 0.10336 | 18.88
10.28 | 20.56 | 7.48 | 0.10336 | 20.56
11.2 | 22.4 | 7.48 | 0.10336 | 22.4
12.16 | 24.32 | 7.48 | 0.10336 | 24.32
14.16 | 28.32 | 7.48 | 0.10336 | 28.32
16.36 | 32.72 | 7.48 | 0.10336 | 32.72
22.16 | 44.32 | 7.48 | 0.10336 | 44.32
23.12 | 46.24 | 7.48 | 0.10336 | 46.24
29.08 | 58.16 | 7.48 | 0.10336 | 58.16
34.88 | 69.76 | 7.48 | 0.10336 | 69.76
43.12 | 86.24 | 11.23 | 0.12409 | 86.24
51.56 | 103.12 | 11.23 | 0.12409 | 103.12
54.24 | 108.48 | 11.23 | 0.12409 | 108.48
47.92 | 95.84 | 17.48 | 0.13136 | 95.84
47.16 | 94.32 | 17.48 | 0.13136 | 94.32
47.08 | 94.16 | 17.48 | 0.13136 | 94.16
49 | 98 | 17.48 | 0.13136 | 98
49.2 | 98.4 | 11.23 | 0.12409 | 98.4
47.04 | 94.08 | 11.23 | 0.12409 | 94.08
44.36 | 88.72 | 11.23 | 0.12409 | 88.72
45.32 | 90.64 | 7.48 | 0.10336 | 90.64
41.04 | 82.08 | 7.48 | 0.10336 | 82.08
31.36 | 62.72 | 7.48 | 0.10336 | 62.72
14.52 | 29.04 | 7.48 | 0.10336 | 29.04
9.64 | 19.28 | 7.48 | 0.10336 | 19.28
11 | 22 | 7.48 | 0.10336 | 22
11.32 | 22.64 | 7.48 | 0.10336 | 22.64
12 | 24 | 7.48 | 0.10336 | 24
14.32 | 28.64 | 7.48 | 0.10336 | 28.64
15.92 | 31.84 | 7.48 | 0.10336 | 31.84
22.2 | 44.4 | 7.48 | 0.10336 | 44.4
24.16 | 48.32 | 7.48 | 0.10336 | 48.32
32.08 | 64.16 | 7.48 | 0.10336 | 64.16
38.2 | 76.4 | 7.48 | 0.10336 | 76.4
46.84 | 93.68 | 11.23 | 0.12409 | 93.68
51.32 | 102.64 | 11.23 | 0.12409 | 102.64
52 | 104 | 11.23 | 0.12409 | 104
52.6 | 105.2 | 17.48 | 0.13136 | 105.2
50.24 | 100.48 | 17.48 | 0.13136 | 100.48
47.72 | 95.44 | 17.48 | 0.13136 | 95.44
49.28 | 98.56 | 17.48 | 0.13136 | 98.56
53.4 | 106.8 | 11.23 | 0.12409 | 106.8
51.84 | 103.68 | 11.23 | 0.12409 | 103.68
47.8 | 95.6 | 11.23 | 0.12409 | 95.6
45.28 | 90.56 | 7.48 | 0.10336 | 90.56
40.72 | 81.44 | 7.48 | 0.10336 | 81.44
32.4 | 64.8 | 7.48 | 0.10336 | 64.8
14.4 | 28.8 | 7.48 | 0.10336 | 28.8
9.32 | 18.64 | 7.48 | 0.10336 | 18.64
11.52 | 23.04 | 7.48 | 0.10336 | 23.04
12.32 | 24.64 | 7.48 | 0.10336 | 24.64
13.28 | 26.56 | 7.48 | 0.10336 | 26.56
15.68 | 31.36 | 7.48 | 0.10336 | 31.36
18.64 | 37.28 | 7.48 | 0.10336 | 37.28
28.92 | 57.84 | 7.48 | 0.10336 | 57.84
29.52 | 59.04 | 7.48 | 0.10336 | 59.04
27.64 | 55.28 | 7.48 | 0.10336 | 55.28
39.44 | 78.88 | 7.48 | 0.10336 | 78.88
42.56 | 85.12 | 11.23 | 0.12409 | 85.12
50 | 100 | 11.23 | 0.12409 | 100
48.36 | 96.72 | 11.23 | 0.12409 | 96.72
49.04 | 98.08 | 17.48 | 0.13136 | 98.08
51.6 | 103.2 | 17.48 | 0.13136 | 103.2
49.04 | 98.08 | 17.48 | 0.13136 | 98.08
49.04 | 98.08 | 17.48 | 0.13136 | 98.08
48.52 | 97.04 | 11.23 | 0.12409 | 97.04
50 | 100 | 11.23 | 0.12409 | 100
45.64 | 91.28 | 11.23 | 0.12409 | 91.28
44.2 | 88.4 | 7.48 | 0.10336 | 88.4
41.64 | 83.28 | 7.48 | 0.10336 | 83.28
30.44 | 60.88 | 7.48 | 0.10336 | 60.88
14.88 | 29.76 | 7.48 | 0.10336 | 29.76
9.12 | 18.24 | 7.48 | 0.10336 | 18.24
10.6 | 21.2 | 7.48 | 0.10336 | 21.2
11.68 | 23.36 | 7.48 | 0.10336 | 23.36
12.4 | 24.8 | 7.48 | 0.10336 | 24.8
14.84 | 29.68 | 7.48 | 0.10336 | 29.68
17 | 34 | 7.48 | 0.10336 | 34
23.04 | 46.08 | 7.48 | 0.10336 | 46.08
24 | 48 | 7.48 | 0.10336 | 48
34.8533 | 69.7067 | 7.48 | 0.10336 | 69.7067
40.3333 | 80.6667 | 7.48 | 0.10336 | 80.6667
45.1067 | 90.2133 | 7.48 | 0.10336 | 90.2133
53.4933 | 106.987 | 7.48 | 0.10336 | 106.987
52.1333 | 104.267 | 7.48 | 0.10336 | 104.267
55.1067 | 110.213 | 7.48 | 0.10336 | 110.213
56.56 | 113.12 | 7.48 | 0.10336 | 113.12
58.0133 | 116.027 | 7.48 | 0.10336 | 116.027
56.4533 | 112.907 | 7.48 | 0.10336 | 112.907
55.6133 | 111.227 | 7.48 | 0.10336 | 111.227
52.9867 | 105.973 | 7.48 | 0.10336 | 105.973
49.24 | 98.48 | 7.48 | 0.10336 | 98.48
45.04 | 90.08 | 7.48 | 0.10336 | 90.08
40.56 | 81.12 | 7.48 | 0.10336 | 81.12
29.76 | 59.52 | 7.48 | 0.10336 | 59.52
13.32 | 26.64 | 7.48 | 0.10336 | 26.64
12.04 | 24.08 | 7.48 | 0.10336 | 24.08
11.76 | 23.52 | 7.48 | 0.10336 | 23.52
10.96 | 21.92 | 7.48 | 0.10336 | 21.92
14.64 | 29.28 | 7.48 | 0.10336 | 29.28
15.56 | 31.12 | 7.48 | 0.10336 | 31.12
16.96 | 33.92 | 7.48 | 0.10336 | 33.92
18.16 | 36.32 | 7.48 | 0.10336 | 36.32
20.8 | 41.6 | 7.48 | 0.10336 | 41.6
25.32 | 50.64 | 7.48 | 0.10336 | 50.64
29.44 | 58.88 | 7.48 | 0.10336 | 58.88
32.48 | 64.96 | 7.48 | 0.10336 | 64.96
40.88 | 81.76 | 7.48 | 0.10336 | 81.76
46.52 | 93.04 | 7.48 | 0.10336 | 93.04
49.28 | 98.56 | 7.48 | 0.10336 | 98.56
41.76 | 83.52 | 7.48 | 0.10336 | 83.52
43.48 | 86.96 | 7.48 | 0.10336 | 86.96
42.32 | 84.64 | 7.48 | 0.10336 | 84.64
42.76 | 85.52 | 7.48 | 0.10336 | 85.52
36.68 | 73.36 | 7.48 | 0.10336 | 73.36
33 | 66 | 7.48 | 0.10336 | 66
29.92 | 59.84 | 7.48 | 0.10336 | 59.84
27.64 | 55.28 | 7.48 | 0.10336 | 55.28
27.44 | 54.88 | 7.48 | 0.10336 | 54.88
15.76 | 31.52 | 7.48 | 0.10336 | 31.52
13.44 | 26.88 | 7.48 | 0.10336 | 26.88
14.92 | 29.84 | 7.48 | 0.10336 | 29.84
12.04 | 24.08 | 7.48 | 0.10336 | 24.08
11.64 | 23.28 | 7.48 | 0.10336 | 23.28
14.08 | 28.16 | 7.48 | 0.10336 | 28.16
16.16 | 32.32 | 7.48 | 0.10336 | 32.32
16.16 | 32.32 | 7.48 | 0.10336 | 32.32
15.56 | 31.12 | 7.48 | 0.10336 | 31.12
20.32 | 40.64 | 7.48 | 0.10336 | 40.64
27.08 | 54.16 | 7.48 | 0.10336 | 54.16
27.16 | 54.32 | 11.23 | 0.12409 | 54.32
34.12 | 68.24 | 11.23 | 0.12409 | 68.24
39.88 | 79.76 | 11.23 | 0.12409 | 79.76
46.72 | 93.44 | 17.48 | 0.13136 | 93.44
39.76 | 79.52 | 17.48 | 0.13136 | 79.52
40.44 | 80.88 | 17.48 | 0.13136 | 80.88
39.64 | 79.28 | 17.48 | 0.13136 | 79.28
40.96 | 81.92 | 11.23 | 0.12409 | 81.92
38.84 | 77.68 | 11.23 | 0.12409 | 77.68
32.08 | 64.16 | 11.23 | 0.12409 | 64.16
31.28 | 62.56 | 7.48 | 0.10336 | 62.56
32.32 | 64.64 | 7.48 | 0.10336 | 64.64
28.36 | 56.72 | 7.48 | 0.10336 | 56.72
13.28 | 26.56 | 7.48 | 0.10336 | 26.56
8.96 | 17.92 | 7.48 | 0.10336 | 17.92
10.84 | 21.68 | 7.48 | 0.10336 | 21.68
11.24 | 22.48 | 7.48 | 0.10336 | 22.48
11.36 | 22.72 | 7.48 | 0.10336 | 22.72
14.2 | 28.4 | 7.48 | 0.10336 | 28.4
16.04 | 32.08 | 7.48 | 0.10336 | 32.08
22.36 | 44.72 | 7.48 | 0.10336 | 44.72
21.28 | 42.56 | 7.48 | 0.10336 | 42.56
27.64 | 55.28 | 7.48 | 0.10336 | 55.28
36.4 | 72.8 | 7.48 | 0.10336 | 72.8
32.4 | 64.8 | 11.23 | 0.12409 | 64.8
34.48 | 68.96 | 11.23 | 0.12409 | 68.96
46.92 | 93.84 | 11.23 | 0.12409 | 93.84
46.76 | 93.52 | 17.48 | 0.13136 | 93.52
45.08 | 90.16 | 17.48 | 0.13136 | 90.16
47.56 | 95.12 | 17.48 | 0.13136 | 95.12
49.44 | 98.88 | 17.48 | 0.13136 | 98.88
52.04 | 104.08 | 11.23 | 0.12409 | 104.08
56.08 | 112.16 | 11.23 | 0.12409 | 112.16
50.96 | 101.92 | 11.23 | 0.12409 | 101.92
46.92 | 93.84 | 7.48 | 0.10336 | 93.84
45.72 | 91.44 | 7.48 | 0.10336 | 91.44
35.72 | 71.44 | 7.48 | 0.10336 | 71.44
14.76 | 29.52 | 7.48 | 0.10336 | 29.52
9.44 | 18.88 | 7.48 | 0.10336 | 18.88
11.72 | 23.44 | 7.48 | 0.10336 | 23.44
12.36 | 24.72 | 7.48 | 0.10336 | 24.72
13.56 | 27.12 | 7.48 | 0.10336 | 27.12
14.84 | 29.68 | 7.48 | 0.10336 | 29.68
16.28 | 32.56 | 7.48 | 0.10336 | 32.56
21.68 | 43.36 | 7.48 | 0.10336 | 43.36
23.36 | 46.72 | 7.48 | 0.10336 | 46.72
35.64 | 71.28 | 7.48 | 0.10336 | 71.28
42.68 | 85.36 | 7.48 | 0.10336 | 85.36
47.88 | 95.76 | 11.23 | 0.12409 | 95.76
60.2 | 120.4 | 11.23 | 0.12409 | 120.4
58.32 | 116.64 | 11.23 | 0.12409 | 116.64
53.8 | 107.6 | 17.48 | 0.13136 | 107.6
54.76 | 109.52 | 17.48 | 0.13136 | 109.52
58.8 | 117.6 | 17.48 | 0.13136 | 117.6
59.2 | 118.4 | 17.48 | 0.13136 | 118.4
59.08 | 118.16 | 11.23 | 0.12409 | 118.16
58.4 | 116.8 | 11.23 | 0.12409 | 116.8
53.96 | 107.92 | 11.23 | 0.12409 | 107.92
49.2 | 98.4 | 7.48 | 0.10336 | 98.4
44.52 | 89.04 | 7.48 | 0.10336 | 89.04
32.88 | 65.76 | 7.48 | 0.10336 | 65.76
15.08 | 30.16 | 7.48 | 0.10336 | 30.16
9.48 | 18.96 | 7.48 | 0.10336 | 18.96
16.36 | 32.72 | 7.48 | 0.10336 | 32.72
14.24 | 28.48 | 7.48 | 0.10336 | 28.48
16.08 | 32.16 | 7.48 | 0.10336 | 32.16
17.2 | 34.4 | 7.48 | 0.10336 | 34.4
19.2 | 38.4 | 7.48 | 0.10336 | 38.4
25.6 | 51.2 | 7.48 | 0.10336 | 51.2
26.84 | 53.68 | 7.48 | 0.10336 | 53.68
29.44 | 58.88 | 7.48 | 0.10336 | 58.88
34.12 | 68.24 | 7.48 | 0.10336 | 68.24
42.88 | 85.76 | 11.23 | 0.12409 | 85.76
48.12 | 96.24 | 11.23 | 0.12409 | 96.24
48.84 | 97.68 | 11.23 | 0.12409 | 97.68
53.44 | 106.88 | 17.48 | 0.13136 | 106.88
48.76 | 97.52 | 17.48 | 0.13136 | 97.52
47.72 | 95.44 | 17.48 | 0.13136 | 95.44
45.92 | 91.84 | 17.48 | 0.13136 | 91.84
48.76 | 97.52 | 11.23 | 0.12409 | 97.52
48.8 | 97.6 | 11.23 | 0.12409 | 97.6
45.92 | 91.84 | 11.23 | 0.12409 | 91.84
43.08 | 86.16 | 7.48 | 0.10336 | 86.16
38.28 | 76.56 | 7.48 | 0.10336 | 76.56
30.6 | 61.2 | 7.48 | 0.10336 | 61.2
13.64 | 27.28 | 7.48 | 0.10336 | 27.28
9.96 | 19.92 | 7.48 | 0.10336 | 19.92
12.2 | 24.4 | 7.48 | 0.10336 | 24.4
13.56 | 27.12 | 7.48 | 0.10336 | 27.12
16.32 | 32.64 | 7.48 | 0.10336 | 32.64
16.72 | 33.44 | 7.48 | 0.10336 | 33.44
17.64 | 35.28 | 7.48 | 0.10336 | 35.28
23.44 | 46.88 | 7.48 | 0.10336 | 46.88
24.52 | 49.04 | 7.48 | 0.10336 | 49.04
26.96 | 53.92 | 7.48 | 0.10336 | 53.92
37.04 | 74.08 | 7.48 | 0.10336 | 74.08
39.04 | 78.08 | 11.23 | 0.12409 | 78.08
42.6 | 85.2 | 11.23 | 0.12409 | 85.2
47.52 | 95.04 | 11.23 | 0.12409 | 95.04
51.32 | 102.64 | 17.48 | 0.13136 | 102.64
48.28 | 96.56 | 17.48 | 0.13136 | 96.56
43.64 | 87.28 | 17.48 | 0.13136 | 87.28
44.6 | 89.2 | 17.48 | 0.13136 | 89.2
43.12 | 86.24 | 11.23 | 0.12409 | 86.24
42.68 | 85.36 | 11.23 | 0.12409 | 85.36
41.36 | 82.72 | 11.23 | 0.12409 | 82.72
38.36 | 76.72 | 7.48 | 0.10336 | 76.72
34.28 | 68.56 | 7.48 | 0.10336 | 68.56
22.32 | 44.64 | 7.48 | 0.10336 | 44.64
10.96 | 21.92 | 7.48 | 0.10336 | 21.92
9.44 | 18.88 | 7.48 | 0.10336 | 18.88
10.08 | 20.16 | 7.48 | 0.10336 | 20.16
10.8 | 21.6 | 7.48 | 0.10336 | 21.6
12.04 | 24.08 | 7.48 | 0.10336 | 24.08
14.28 | 28.56 | 7.48 | 0.10336 | 28.56
17.48 | 34.96 | 7.48 | 0.10336 | 34.96
22.68 | 45.36 | 7.48 | 0.10336 | 45.36
24.12 | 48.24 | 7.48 | 0.10336 | 48.24
25.08 | 50.16 | 7.48 | 0.10336 | 50.16
30.16 | 60.32 | 7.48 | 0.10336 | 60.32
47.6 | 95.2 | 7.48 | 0.10336 | 95.2
55.28 | 110.56 | 7.48 | 0.10336 | 110.56
46.2 | 92.4 | 7.48 | 0.10336 | 92.4
47.88 | 95.76 | 7.48 | 0.10336 | 95.76
51.52 | 103.04 | 7.48 | 0.10336 | 103.04
51.68 | 103.36 | 7.48 | 0.10336 | 103.36
48.88 | 97.76 | 7.48 | 0.10336 | 97.76
49.92 | 99.84 | 7.48 | 0.10336 | 99.84
47.12 | 94.24 | 7.48 | 0.10336 | 94.24
44.64 | 89.28 | 7.48 | 0.10336 | 89.28
42.08 | 84.16 | 7.48 | 0.10336 | 84.16
40.12 | 80.24 | 7.48 | 0.10336 | 80.24
36.04 | 72.08 | 7.48 | 0.10336 | 72.08
19.16 | 38.32 | 7.48 | 0.10336 | 38.32
14.04 | 28.08 | 7.48 | 0.10336 | 28.08
15.48 | 30.96 | 7.48 | 0.10336 | 30.96
15.4 | 30.8 | 7.48 | 0.10336 | 30.8
16.92 | 33.84 | 7.48 | 0.10336 | 33.84
19.4 | 38.8 | 7.48 | 0.10336 | 38.8
18.8 | 37.6 | 7.48 | 0.10336 | 37.6
17.28 | 34.56 | 7.48 | 0.10336 | 34.56
21.56 | 43.12 | 7.48 | 0.10336 | 43.12
22.56 | 45.12 | 7.48 | 0.10336 | 45.12
32.16 | 64.32 | 7.48 | 0.10336 | 64.32
46.48 | 92.96 | 7.48 | 0.10336 | 92.96
44.4 | 88.8 | 7.48 | 0.10336 | 88.8
47.08 | 94.16 | 7.48 | 0.10336 | 94.16
43.36 | 86.72 | 7.48 | 0.10336 | 86.72
42.64 | 85.28 | 7.48 | 0.10336 | 85.28
46.52 | 93.04 | 7.48 | 0.10336 | 93.04
49.2 | 98.4 | 7.48 | 0.10336 | 98.4
52.68 | 105.36 | 7.48 | 0.10336 | 105.36
40.72 | 81.44 | 7.48 | 0.10336 | 81.44
38.6 | 77.2 | 7.48 | 0.10336 | 77.2
35 | 70 | 7.48 | 0.10336 | 70
34.96 | 69.92 | 7.48 | 0.10336 | 69.92
36.96 | 73.92 | 7.48 | 0.10336 | 73.92
19 | 38 | 7.48 | 0.10336 | 38
12.8 | 25.6 | 7.48 | 0.10336 | 25.6
10.92 | 21.84 | 7.48 | 0.10336 | 21.84
11.28 | 22.56 | 7.48 | 0.10336 | 22.56
12.64 | 25.28 | 7.48 | 0.10336 | 25.28
14.96 | 29.92 | 7.48 | 0.10336 | 29.92
16 | 32 | 7.48 | 0.10336 | 32
16.16 | 32.32 | 7.48 | 0.10336 | 32.32
16.92 | 33.84 | 7.48 | 0.10336 | 33.84
26.2 | 52.4 | 7.48 | 0.10336 | 52.4
33.8 | 67.6 | 7.48 | 0.10336 | 67.6
39 | 78 | 11.23 | 0.12409 | 78
51.36 | 102.72 | 11.23 | 0.12409 | 102.72
47.12 | 94.24 | 11.23 | 0.12409 | 94.24
43.48 | 86.96 | 17.48 | 0.13136 | 86.96
47.16 | 94.32 | 17.48 | 0.13136 | 94.32
50 | 100 | 17.48 | 0.13136 | 100
50.56 | 101.12 | 17.48 | 0.13136 | 101.12
48.44 | 96.88 | 11.23 | 0.12409 | 96.88
42.08 | 84.16 | 11.23 | 0.12409 | 84.16
35.32 | 70.64 | 11.23 | 0.12409 | 70.64
33.12 | 66.24 | 7.48 | 0.10336 | 66.24
34.2 | 68.4 | 7.48 | 0.10336 | 68.4
32 | 64 | 7.48 | 0.10336 | 64
14.56 | 29.12 | 7.48 | 0.10336 | 29.12
9.48 | 18.96 | 7.48 | 0.10336 | 18.96
11.2 | 22.4 | 7.48 | 0.10336 | 22.4
11.6 | 23.2 | 7.48 | 0.10336 | 23.2
15.48 | 30.96 | 7.48 | 0.10336 | 30.96
15.68 | 31.36 | 7.48 | 0.10336 | 31.36
19.28 | 38.56 | 7.48 | 0.10336 | 38.56
22.76 | 45.52 | 7.48 | 0.10336 | 45.52
21.64 | 43.28 | 7.48 | 0.10336 | 43.28
30.4 | 60.8 | 7.48 | 0.10336 | 60.8
46.28 | 92.56 | 7.48 | 0.10336 | 92.56
55.84 | 111.68 | 11.23 | 0.12409 | 111.68
63.72 | 127.44 | 11.23 | 0.12409 | 127.44
58.28 | 116.56 | 11.23 | 0.12409 | 116.56
58.16 | 116.32 | 17.48 | 0.13136 | 116.32
58.32 | 116.64 | 17.48 | 0.13136 | 116.64
58.56 | 117.12 | 17.48 | 0.13136 | 117.12
51.5333 | 103.067 | 17.48 | 0.13136 | 103.067
48.6933 | 97.3867 | 11.23 | 0.12409 | 97.3867
51.9067 | 103.813 | 11.23 | 0.12409 | 103.813
47.96 | 95.92 | 11.23 | 0.12409 | 95.92
49.3333 | 98.6667 | 7.48 | 0.10336 | 98.6667
47.16 | 94.32 | 7.48 | 0.10336 | 94.32
35.6 | 71.2 | 7.48 | 0.10336 | 71.2
14.6 | 29.2 | 7.48 | 0.10336 | 29.2
11.2 | 22.4 | 7.48 | 0.10336 | 22.4
17.64 | 35.28 | 7.48 | 0.10336 | 35.28
18.16 | 36.32 | 7.48 | 0.10336 | 36.32
19.6 | 39.2 | 7.48 | 0.10336 | 39.2
20.84 | 41.68 | 7.48 | 0.10336 | 41.68
23.2 | 46.4 | 7.48 | 0.10336 | 46.4
25.72 | 51.44 | 7.48 | 0.10336 | 51.44
25.76 | 51.52 | 7.48 | 0.10336 | 51.52
39.36 | 78.72 | 7.48 | 0.10336 | 78.72
44.96 | 89.92 | 7.48 | 0.10336 | 89.92
48.28 | 96.56 | 11.23 | 0.12409 | 96.56
54.6 | 109.2 | 11.23 | 0.12409 | 109.2
51.36 | 102.72 | 11.23 | 0.12409 | 102.72
56.72 | 113.44 | 17.48 | 0.13136 | 113.44
53.76 | 107.52 | 17.48 | 0.13136 | 107.52
49.44 | 98.88 | 17.48 | 0.13136 | 98.88
47.92 | 95.84 | 17.48 | 0.13136 | 95.84
51.24 | 102.48 | 11.23 | 0.12409 | 102.48
50.56 | 101.12 | 11.23 | 0.12409 | 101.12
47.4 | 94.8 | 11.23 | 0.12409 | 94.8
45.56 | 91.12 | 7.48 | 0.10336 | 91.12
41.4 | 82.8 | 7.48 | 0.10336 | 82.8
31.52 | 63.04 | 7.48 | 0.10336 | 63.04
13.44 | 26.88 | 7.48 | 0.10336 | 26.88
9.36 | 18.72 | 7.48 | 0.10336 | 18.72
10.68 | 21.36 | 7.48 | 0.10336 | 21.36
10.84 | 21.68 | 7.48 | 0.10336 | 21.68
12.16 | 24.32 | 7.48 | 0.10336 | 24.32
14.36 | 28.72 | 7.48 | 0.10336 | 28.72
16.72 | 33.44 | 7.48 | 0.10336 | 33.44
22.36 | 44.72 | 7.48 | 0.10336 | 44.72
28.2 | 56.4 | 7.48 | 0.10336 | 56.4
31.2 | 62.4 | 7.48 | 0.10336 | 62.4
33.64 | 67.28 | 7.48 | 0.10336 | 67.28
39.08 | 78.16 | 11.23 | 0.12409 | 78.16
45.08 | 90.16 | 11.23 | 0.12409 | 90.16
47.4 | 94.8 | 11.23 | 0.12409 | 94.8
50.92 | 101.84 | 17.48 | 0.13136 | 101.84
48.88 | 97.76 | 17.48 | 0.13136 | 97.76
48.72 | 97.44 | 17.48 | 0.13136 | 97.44
45.12 | 90.24 | 17.48 | 0.13136 | 90.24
46.64 | 93.28 | 11.23 | 0.12409 | 93.28
47.04 | 94.08 | 11.23 | 0.12409 | 94.08
42 | 84 | 11.23 | 0.12409 | 84
41.56 | 83.12 | 7.48 | 0.10336 | 83.12
35.12 | 70.24 | 7.48 | 0.10336 | 70.24
31.12 | 62.24 | 7.48 | 0.10336 | 62.24
13.16 | 26.32 | 7.48 | 0.10336 | 26.32
9.24 | 18.48 | 7.48 | 0.10336 | 18.48
11.24 | 22.48 | 7.48 | 0.10336 | 22.48
12.52 | 25.04 | 7.48 | 0.10336 | 25.04
16.28 | 32.56 | 7.48 | 0.10336 | 32.56
17.32 | 34.64 | 7.48 | 0.10336 | 34.64
18.96 | 37.92 | 7.48 | 0.10336 | 37.92
27.6 | 55.2 | 7.48 | 0.10336 | 55.2
32.76 | 65.52 | 7.48 | 0.10336 | 65.52
38.44 | 76.88 | 7.48 | 0.10336 | 76.88
43.32 | 86.64 | 7.48 | 0.10336 | 86.64
44.6 | 89.2 | 11.23 | 0.12409 | 89.2
57.92 | 115.84 | 11.23 | 0.12409 | 115.84
49.64 | 99.28 | 11.23 | 0.12409 | 99.28
46.64 | 93.28 | 17.48 | 0.13136 | 93.28
51.92 | 103.84 | 17.48 | 0.13136 | 103.84
50.28 | 100.56 | 17.48 | 0.13136 | 100.56
49.76 | 99.52 | 17.48 | 0.13136 | 99.52
46.84 | 93.68 | 11.23 | 0.12409 | 93.68
45.56 | 91.12 | 11.23 | 0.12409 | 91.12
41.8 | 83.6 | 11.23 | 0.12409 | 83.6
41.64 | 83.28 | 7.48 | 0.10336 | 83.28
41.56 | 83.12 | 7.48 | 0.10336 | 83.12
33.24 | 66.48 | 7.48 | 0.10336 | 66.48
14.2 | 28.4 | 7.48 | 0.10336 | 28.4
9.36 | 18.72 | 7.48 | 0.10336 | 18.72
10.64 | 21.28 | 7.48 | 0.10336 | 21.28
11.04 | 22.08 | 7.48 | 0.10336 | 22.08
12.56 | 25.12 | 7.48 | 0.10336 | 25.12
14.64 | 29.28 | 7.48 | 0.10336 | 29.28
16.16 | 32.32 | 7.48 | 0.10336 | 32.32
22.52 | 45.04 | 7.48 | 0.10336 | 45.04
24.08 | 48.16 | 7.48 | 0.10336 | 48.16
25.48 | 50.96 | 7.48 | 0.10336 | 50.96
38.72 | 77.44 | 7.48 | 0.10336 | 77.44
51.76 | 103.52 | 7.48 | 0.10336 | 103.52
50.56 | 101.12 | 7.48 | 0.10336 | 101.12
53.04 | 106.08 | 7.48 | 0.10336 | 106.08
53.68 | 107.36 | 7.48 | 0.10336 | 107.36
55.24 | 110.48 | 7.48 | 0.10336 | 110.48
53.28 | 106.56 | 7.48 | 0.10336 | 106.56
56.6 | 113.2 | 7.48 | 0.10336 | 113.2
57.44 | 114.88 | 7.48 | 0.10336 | 114.88
55.84 | 111.68 | 7.48 | 0.10336 | 111.68
55.92 | 111.84 | 7.48 | 0.10336 | 111.84
46.8 | 93.6 | 7.48 | 0.10336 | 93.6
39.72 | 79.44 | 7.48 | 0.10336 | 79.44
32.96 | 65.92 | 7.48 | 0.10336 | 65.92
16.28 | 32.56 | 7.48 | 0.10336 | 32.56
12.56 | 25.12 | 7.48 | 0.10336 | 25.12
12.56 | 25.12 | 7.48 | 0.10336 | 25.12
10 | 20 | 7.48 | 0.10336 | 20
12.36 | 24.72 | 7.48 | 0.10336 | 24.72
14.56 | 29.12 | 7.48 | 0.10336 | 29.12
15.76 | 31.52 | 7.48 | 0.10336 | 31.52
16.2 | 32.4 | 7.48 | 0.10336 | 32.4
20.64 | 41.28 | 7.48 | 0.10336 | 41.28
27.4 | 54.8 | 7.48 | 0.10336 | 54.8
32.96 | 65.92 | 7.48 | 0.10336 | 65.92
40.56 | 81.12 | 7.48 | 0.10336 | 81.12
47.68 | 95.36 | 7.48 | 0.10336 | 95.36
48.68 | 97.36 | 7.48 | 0.10336 | 97.36
49.52 | 99.04 | 7.48 | 0.10336 | 99.04
55.08 | 110.16 | 7.48 | 0.10336 | 110.16
60.04 | 120.08 | 7.48 | 0.10336 | 120.08
57.32 | 114.64 | 7.48 | 0.10336 | 114.64
59.16 | 118.32 | 7.48 | 0.10336 | 118.32
51.4 | 102.8 | 7.48 | 0.10336 | 102.8
49.92 | 99.84 | 7.48 | 0.10336 | 99.84
46.68 | 93.36 | 7.48 | 0.10336 | 93.36
45.36 | 90.72 | 7.48 | 0.10336 | 90.72
40.56 | 81.12 | 7.48 | 0.10336 | 81.12
20.56 | 41.12 | 7.48 | 0.10336 | 41.12
13.28 | 26.56 | 7.48 | 0.10336 | 26.56
16.48 | 32.96 | 7.48 | 0.10336 | 32.96
18.28 | 36.56 | 7.48 | 0.10336 | 36.56
20.68 | 41.36 | 7.48 | 0.10336 | 41.36
21.44 | 42.88 | 7.48 | 0.10336 | 42.88
23.24 | 46.48 | 7.48 | 0.10336 | 46.48
26 | 52 | 7.48 | 0.10336 | 52
23.64 | 47.28 | 7.48 | 0.10336 | 47.28
32.32 | 64.64 | 7.48 | 0.10336 | 64.64
38.04 | 76.08 | 7.48 | 0.10336 | 76.08
42.72 | 85.44 | 11.23 | 0.12409 | 85.44
47.12 | 94.24 | 11.23 | 0.12409 | 94.24
48.28 | 96.56 | 11.23 | 0.12409 | 96.56
47.88 | 95.76 | 17.48 | 0.13136 | 95.76
51.64 | 103.28 | 17.48 | 0.13136 | 103.28
60.32 | 120.64 | 17.48 | 0.13136 | 120.64
59.68 | 119.36 | 17.48 | 0.13136 | 119.36
53.2 | 106.4 | 11.23 | 0.12409 | 106.4
49.72 | 99.44 | 11.23 | 0.12409 | 99.44
45 | 90 | 11.23 | 0.12409 | 90
36.12 | 72.24 | 7.48 | 0.10336 | 72.24
34.4 | 68.8 | 7.48 | 0.10336 | 68.8
30.28 | 60.56 | 7.48 | 0.10336 | 60.56
14.28 | 28.56 | 7.48 | 0.10336 | 28.56
8.92 | 17.84 | 7.48 | 0.10336 | 17.84
11.36 | 22.72 | 7.48 | 0.10336 | 22.72
13.96 | 27.92 | 7.48 | 0.10336 | 27.92
16.24 | 32.48 | 7.48 | 0.10336 | 32.48
17.4 | 34.8 | 7.48 | 0.10336 | 34.8
22.12 | 44.24 | 7.48 | 0.10336 | 44.24
22.56 | 45.12 | 7.48 | 0.10336 | 45.12
16.72 | 33.44 | 7.48 | 0.10336 | 33.44
20 | 40 | 7.48 | 0.10336 | 40
23.48 | 46.96 | 7.48 | 0.10336 | 46.96
36 | 72 | 11.23 | 0.12409 | 72
44.8 | 89.6 | 11.23 | 0.12409 | 89.6
44.2 | 88.4 | 11.23 | 0.12409 | 88.4
44.68 | 89.36 | 17.48 | 0.13136 | 89.36
46.96 | 93.92 | 17.48 | 0.13136 | 93.92
48.64 | 97.28 | 17.48 | 0.13136 | 97.28
56.04 | 112.08 | 17.48 | 0.13136 | 112.08
53.24 | 106.48 | 11.23 | 0.12409 | 106.48
48.88 | 97.76 | 11.23 | 0.12409 | 97.76
41.84 | 83.68 | 11.23 | 0.12409 | 83.68
39 | 78 | 7.48 | 0.10336 | 78
38.56 | 77.12 | 7.48 | 0.10336 | 77.12
35 | 70 | 7.48 | 0.10336 | 70
17.68 | 35.36 | 7.48 | 0.10336 | 35.36
13.8 | 27.6 | 7.48 | 0.10336 | 27.6
21.16 | 42.32 | 7.48 | 0.10336 | 42.32
29.92 | 59.84 | 7.48 | 0.10336 | 59.84
26.36 | 52.72 | 7.48 | 0.10336 | 52.72
20.68 | 41.36 | 7.48 | 0.10336 | 41.36
26 | 52 | 7.48 | 0.10336 | 52
31.48 | 62.96 | 7.48 | 0.10336 | 62.96
34.24 | 68.48 | 7.48 | 0.10336 | 68.48
33.32 | 66.64 | 7.48 | 0.10336 | 66.64
45.48 | 90.96 | 7.48 | 0.10336 | 90.96
51.76 | 103.52 | 11.23 | 0.12409 | 103.52
54.72 | 109.44 | 11.23 | 0.12409 | 109.44
60.16 | 120.32 | 11.23 | 0.12409 | 120.32
68.04 | 136.08 | 17.48 | 0.13136 | 136.08
61.8 | 123.6 | 17.48 | 0.13136 | 123.6
57 | 114 | 17.48 | 0.13136 | 114
58.04 | 116.08 | 17.48 | 0.13136 | 116.08
58 | 116 | 11.23 | 0.12409 | 116
56.24 | 112.48 | 11.23 | 0.12409 | 112.48
51.36 | 102.72 | 11.23 | 0.12409 | 102.72
43.12 | 86.24 | 7.48 | 0.10336 | 86.24
38.52 | 77.04 | 7.48 | 0.10336 | 77.04
29.28 | 58.56 | 7.48 | 0.10336 | 58.56
14.44 | 28.88 | 7.48 | 0.10336 | 28.88
11.48 | 22.96 | 7.48 | 0.10336 | 22.96
20.16 | 40.32 | 7.48 | 0.10336 | 40.32
23.24 | 46.48 | 7.48 | 0.10336 | 46.48
20.56 | 41.12 | 7.48 | 0.10336 | 41.12
18.76 | 37.52 | 7.48 | 0.10336 | 37.52
25.56 | 51.12 | 7.48 | 0.10336 | 51.12
29.2 | 58.4 | 7.48 | 0.10336 | 58.4
29.36 | 58.72 | 7.48 | 0.10336 | 58.72
32.12 | 64.24 | 7.48 | 0.10336 | 64.24
38.68 | 77.36 | 7.48 | 0.10336 | 77.36
41.68 | 83.36 | 11.23 | 0.12409 | 83.36
45.6 | 91.2 | 11.23 | 0.12409 | 91.2
45.2 | 90.4 | 11.23 | 0.12409 | 90.4
43.2 | 86.4 | 17.48 | 0.13136 | 86.4
49.28 | 98.56 | 17.48 | 0.13136 | 98.56
49.8 | 99.6 | 17.48 | 0.13136 | 99.6
51.68 | 103.36 | 17.48 | 0.13136 | 103.36
49.76 | 99.52 | 11.23 | 0.12409 | 99.52
45.16 | 90.32 | 11.23 | 0.12409 | 90.32
39.32 | 78.64 | 11.23 | 0.12409 | 78.64
40.12 | 80.24 | 7.48 | 0.10336 | 80.24
36.32 | 72.64 | 7.48 | 0.10336 | 72.64
27.08 | 54.16 | 7.48 | 0.10336 | 54.16
13.08 | 26.16 | 7.48 | 0.10336 | 26.16
9.44 | 18.88 | 7.48 | 0.10336 | 18.88
12.4 | 24.8 | 7.48 | 0.10336 | 24.8
15.2 | 30.4 | 7.48 | 0.10336 | 30.4
17.6 | 35.2 | 7.48 | 0.10336 | 35.2
21.2 | 42.4 | 7.48 | 0.10336 | 42.4
23.92 | 47.84 | 7.48 | 0.10336 | 47.84
31.12 | 62.24 | 7.48 | 0.10336 | 62.24
31.84 | 63.68 | 7.48 | 0.10336 | 63.68
32.8 | 65.6 | 7.48 | 0.10336 | 65.6
35.4 | 70.8 | 7.48 | 0.10336 | 70.8
43 | 86 | 11.23 | 0.12409 | 86
45.48 | 90.96 | 11.23 | 0.12409 | 90.96
52 | 104 | 11.23 | 0.12409 | 104
46.36 | 92.72 | 17.48 | 0.13136 | 92.72
51.48 | 102.96 | 17.48 | 0.13136 | 102.96
46.16 | 92.32 | 17.48 | 0.13136 | 92.32
52.24 | 104.48 | 17.48 | 0.13136 | 104.48
52.48 | 104.96 | 11.23 | 0.12409 | 104.96
47.36 | 94.72 | 11.23 | 0.12409 | 94.72
43.68 | 87.36 | 11.23 | 0.12409 | 87.36
40.68 | 81.36 | 7.48 | 0.10336 | 81.36
39.56 | 79.12 | 7.48 | 0.10336 | 79.12
27.72 | 55.44 | 7.48 | 0.10336 | 55.44
12.56 | 25.12 | 7.48 | 0.10336 | 25.12
9.04 | 18.08 | 7.48 | 0.10336 | 18.08
10.6 | 21.2 | 7.48 | 0.10336 | 21.2
12.64 | 25.28 | 7.48 | 0.10336 | 25.28
14.36 | 28.72 | 7.48 | 0.10336 | 28.72
16.96 | 33.92 | 7.48 | 0.10336 | 33.92
21.08 | 42.16 | 7.48 | 0.10336 | 42.16
29.8 | 59.6 | 7.48 | 0.10336 | 59.6
30.68 | 61.36 | 7.48 | 0.10336 | 61.36
33.08 | 66.16 | 7.48 | 0.10336 | 66.16
36.48 | 72.96 | 7.48 | 0.10336 | 72.96
39.84 | 79.68 | 7.48 | 0.10336 | 79.68
51.36 | 102.72 | 7.48 | 0.10336 | 102.72
46.08 | 92.16 | 7.48 | 0.10336 | 92.16
43.32 | 86.64 | 7.48 | 0.10336 | 86.64
42.56 | 85.12 | 7.48 | 0.10336 | 85.12
42.76 | 85.52 | 7.48 | 0.10336 | 85.52
43.4 | 86.8 | 7.48 | 0.10336 | 86.8
42.36 | 84.72 | 7.48 | 0.10336 | 84.72
40.52 | 81.04 | 7.48 | 0.10336 | 81.04
39.72 | 79.44 | 7.48 | 0.10336 | 79.44
34.04 | 68.08 | 7.48 | 0.10336 | 68.08
34.64 | 69.28 | 7.48 | 0.10336 | 69.28
24.76 | 49.52 | 7.48 | 0.10336 | 49.52
12.32 | 24.64 | 7.48 | 0.10336 | 24.64
13.6 | 27.2 | 7.48 | 0.10336 | 27.2
15.64 | 31.28 | 7.48 | 0.10336 | 31.28
18.44 | 36.88 | 7.48 | 0.10336 | 36.88
18.92 | 37.84 | 7.48 | 0.10336 | 37.84
20.72 | 41.44 | 7.48 | 0.10336 | 41.44
21.48 | 42.96 | 7.48 | 0.10336 | 42.96
21.68 | 43.36 | 7.48 | 0.10336 | 43.36
21.8 | 43.6 | 7.48 | 0.10336 | 43.6
24.28 | 48.56 | 7.48 | 0.10336 | 48.56
27.68 | 55.36 | 7.48 | 0.10336 | 55.36
34 | 68 | 7.48 | 0.10336 | 68
46.32 | 92.64 | 7.48 | 0.10336 | 92.64
39.72 | 79.44 | 7.48 | 0.10336 | 79.44
44.52 | 89.04 | 7.48 | 0.10336 | 89.04
44.32 | 88.64 | 7.48 | 0.10336 | 88.64
45.52 | 91.04 | 7.48 | 0.10336 | 91.04
43.12 | 86.24 | 7.48 | 0.10336 | 86.24
45.88 | 91.76 | 7.48 | 0.10336 | 91.76
34.08 | 68.16 | 7.48 | 0.10336 | 68.16
30.2 | 60.4 | 7.48 | 0.10336 | 60.4
24.8 | 49.6 | 7.48 | 0.10336 | 49.6
24.56 | 49.12 | 7.48 | 0.10336 | 49.12
19.12 | 38.24 | 7.48 | 0.10336 | 38.24
10.64 | 21.28 | 7.48 | 0.10336 | 21.28
10.48 | 20.96 | 7.48 | 0.10336 | 20.96
13.84 | 27.68 | 7.48 | 0.10336 | 27.68
16.32 | 32.64 | 7.48 | 0.10336 | 32.64
18.16 | 36.32 | 7.48 | 0.10336 | 36.32
19.12 | 38.24 | 7.48 | 0.10336 | 38.24
20.52 | 41.04 | 7.48 | 0.10336 | 41.04
20.48 | 40.96 | 7.48 | 0.10336 | 40.96
18.64 | 37.28 | 7.48 | 0.10336 | 37.28
20.36 | 40.72 | 7.48 | 0.10336 | 40.72
23.24 | 46.48 | 7.48 | 0.10336 | 46.48
29.6 | 59.2 | 11.23 | 0.12409 | 59.2
40.88 | 81.76 | 11.23 | 0.12409 | 81.76
46.8 | 93.6 | 11.23 | 0.12409 | 93.6
50.28 | 100.56 | 17.48 | 0.13136 | 100.56
48.32 | 96.64 | 17.48 | 0.13136 | 96.64
47.48 | 94.96 | 17.48 | 0.13136 | 94.96
43.84 | 87.68 | 17.48 | 0.13136 | 87.68
44.12 | 88.24 | 11.23 | 0.12409 | 88.24
40.48 | 80.96 | 11.23 | 0.12409 | 80.96
36.32 | 72.64 | 11.23 | 0.12409 | 72.64
28.68 | 57.36 | 7.48 | 0.10336 | 57.36
27.4 | 54.8 | 7.48 | 0.10336 | 54.8
24 | 48 | 7.48 | 0.10336 | 48
15.12 | 30.24 | 7.48 | 0.10336 | 30.24
13.36 | 26.72 | 7.48 | 0.10336 | 26.72
13.6 | 27.2 | 7.48 | 0.10336 | 27.2
12.96 | 25.92 | 7.48 | 0.10336 | 25.92
12.24 | 24.48 | 7.48 | 0.10336 | 24.48
14.44 | 28.88 | 7.48 | 0.10336 | 28.88
16.16 | 32.32 | 7.48 | 0.10336 | 32.32
22.44 | 44.88 | 7.48 | 0.10336 | 44.88
23.8 | 47.6 | 7.48 | 0.10336 | 47.6
25.08 | 50.16 | 7.48 | 0.10336 | 50.16
30.2 | 60.4 | 7.48 | 0.10336 | 60.4
40.28 | 80.56 | 11.23 | 0.12409 | 80.56
51.12 | 102.24 | 11.23 | 0.12409 | 102.24
52.16 | 104.32 | 11.23 | 0.12409 | 104.32
54.4 | 108.8 | 17.48 | 0.13136 | 108.8
54.6 | 109.2 | 17.48 | 0.13136 | 109.2
56.04 | 112.08 | 17.48 | 0.13136 | 112.08
55.04 | 110.08 | 17.48 | 0.13136 | 110.08
52.28 | 104.56 | 11.23 | 0.12409 | 104.56
53 | 106 | 11.23 | 0.12409 | 106
47.56 | 95.12 | 11.23 | 0.12409 | 95.12
43.88 | 87.76 | 7.48 | 0.10336 | 87.76
42.2 | 84.4 | 7.48 | 0.10336 | 84.4
29.76 | 59.52 | 7.48 | 0.10336 | 59.52
13.24 | 26.48 | 7.48 | 0.10336 | 26.48
9.28 | 18.56 | 7.48 | 0.10336 | 18.56
10.72 | 21.44 | 7.48 | 0.10336 | 21.44
11.56 | 23.12 | 7.48 | 0.10336 | 23.12
13.08 | 26.16 | 7.48 | 0.10336 | 26.16
14.48 | 28.96 | 7.48 | 0.10336 | 28.96
16.08 | 32.16 | 7.48 | 0.10336 | 32.16
21.64 | 43.28 | 7.48 | 0.10336 | 43.28
22.04 | 44.08 | 7.48 | 0.10336 | 44.08
26.88 | 53.76 | 7.48 | 0.10336 | 53.76
35.68 | 71.36 | 7.48 | 0.10336 | 71.36
48.4 | 96.8 | 11.23 | 0.12409 | 96.8
50.68 | 101.36 | 11.23 | 0.12409 | 101.36
53.84 | 107.68 | 11.23 | 0.12409 | 107.68
54.76 | 109.52 | 17.48 | 0.13136 | 109.52
53.96 | 107.92 | 17.48 | 0.13136 | 107.92
53 | 106 | 17.48 | 0.13136 | 106
55.48 | 110.96 | 17.48 | 0.13136 | 110.96
54.88 | 109.76 | 11.23 | 0.12409 | 109.76
49.56 | 99.12 | 11.23 | 0.12409 | 99.12
41.48 | 82.96 | 11.23 | 0.12409 | 82.96
36.76 | 73.52 | 7.48 | 0.10336 | 73.52
35.32 | 70.64 | 7.48 | 0.10336 | 70.64
25 | 50 | 7.48 | 0.10336 | 50
11.6 | 23.2 | 7.48 | 0.10336 | 23.2
9.12 | 18.24 | 7.48 | 0.10336 | 18.24
10.12 | 20.24 | 7.48 | 0.10336 | 20.24
10.72 | 21.44 | 7.48 | 0.10336 | 21.44
13.56 | 27.12 | 7.48 | 0.10336 | 27.12
15.32 | 30.64 | 7.48 | 0.10336 | 30.64
16.32 | 32.64 | 7.48 | 0.10336 | 32.64
21.92 | 43.84 | 7.48 | 0.10336 | 43.84
24.16 | 48.32 | 7.48 | 0.10336 | 48.32
25.44 | 50.88 | 7.48 | 0.10336 | 50.88
28.12 | 56.24 | 7.48 | 0.10336 | 56.24
32.96 | 65.92 | 11.23 | 0.12409 | 65.92
39.04 | 78.08 | 11.23 | 0.12409 | 78.08
37.72 | 75.44 | 11.23 | 0.12409 | 75.44
46.64 | 93.28 | 17.48 | 0.13136 | 93.28
48.96 | 97.92 | 17.48 | 0.13136 | 97.92
46.28 | 92.56 | 17.48 | 0.13136 | 92.56
44.4 | 88.8 | 17.48 | 0.13136 | 88.8
44.32 | 88.64 | 11.23 | 0.12409 | 88.64
37.56 | 75.12 | 11.23 | 0.12409 | 75.12
30.56 | 61.12 | 11.23 | 0.12409 | 61.12
30.16 | 60.32 | 7.48 | 0.10336 | 60.32
24.76 | 49.52 | 7.48 | 0.10336 | 49.52
18.72 | 37.44 | 7.48 | 0.10336 | 37.44
10.8 | 21.6 | 7.48 | 0.10336 | 21.6
11.12 | 22.24 | 7.48 | 0.10336 | 22.24
13.92 | 27.84 | 7.48 | 0.10336 | 27.84
11.56 | 23.12 | 7.48 | 0.10336 | 23.12
11.92 | 23.84 | 7.48 | 0.10336 | 23.84
13.4 | 26.8 | 7.48 | 0.10336 | 26.8
15.28 | 30.56 | 7.48 | 0.10336 | 30.56
21.32 | 42.64 | 7.48 | 0.10336 | 42.64
24.24 | 48.48 | 7.48 | 0.10336 | 48.48
26.2 | 52.4 | 7.48 | 0.10336 | 52.4
27.08 | 54.16 | 7.48 | 0.10336 | 54.16
31.96 | 63.92 | 11.23 | 0.12409 | 63.92
42.56 | 85.12 | 11.23 | 0.12409 | 85.12
45.88 | 91.76 | 11.23 | 0.12409 | 91.76
46.2 | 92.4 | 17.48 | 0.13136 | 92.4
45.76 | 91.52 | 17.48 | 0.13136 | 91.52
44.4 | 88.8 | 17.48 | 0.13136 | 88.8
43.2 | 86.4 | 17.48 | 0.13136 | 86.4
41.68 | 83.36 | 11.23 | 0.12409 | 83.36
39.76 | 79.52 | 11.23 | 0.12409 | 79.52
38.04 | 76.08 | 11.23 | 0.12409 | 76.08
26.88 | 53.76 | 7.48 | 0.10336 | 53.76
24.8 | 49.6 | 7.48 | 0.10336 | 49.6
17.36 | 34.72 | 7.48 | 0.10336 | 34.72
10.84 | 21.68 | 7.48 | 0.10336 | 21.68
8.84 | 17.68 | 7.48 | 0.10336 | 17.68
8.96 | 17.92 | 7.48 | 0.10336 | 17.92
9.2 | 18.4 | 7.48 | 0.10336 | 18.4
12.12 | 24.24 | 7.48 | 0.10336 | 24.24
13.52 | 27.04 | 7.48 | 0.10336 | 27.04
15.52 | 31.04 | 7.48 | 0.10336 | 31.04
22.4 | 44.8 | 7.48 | 0.10336 | 44.8
24.68 | 49.36 | 7.48 | 0.10336 | 49.36
25.44 | 50.88 | 7.48 | 0.10336 | 50.88
27.6 | 55.2 | 7.48 | 0.10336 | 55.2
30.04 | 60.08 | 7.48 | 0.10336 | 60.08
37.6 | 75.2 | 7.48 | 0.10336 | 75.2
42.4 | 84.8 | 7.48 | 0.10336 | 84.8
45.84 | 91.68 | 7.48 | 0.10336 | 91.68
49.36 | 98.72 | 7.48 | 0.10336 | 98.72
52.24 | 104.48 | 7.48 | 0.10336 | 104.48
50.04 | 100.08 | 7.48 | 0.10336 | 100.08
50.6 | 101.2 | 7.48 | 0.10336 | 101.2
43.04 | 86.08 | 7.48 | 0.10336 | 86.08
37.8 | 75.6 | 7.48 | 0.10336 | 75.6
30.44 | 60.88 | 7.48 | 0.10336 | 60.88
25 | 50 | 7.48 | 0.10336 | 50
18.2 | 36.4 | 7.48 | 0.10336 | 36.4
13.84 | 27.68 | 7.48 | 0.10336 | 27.68
14.48 | 28.96 | 7.48 | 0.10336 | 28.96
13.52 | 27.04 | 7.48 | 0.10336 | 27.04
13.84 | 27.68 | 7.48 | 0.10336 | 27.68
17.12 | 34.24 | 7.48 | 0.10336 | 34.24
18.72 | 37.44 | 7.48 | 0.10336 | 37.44
19.76 | 39.52 | 7.48 | 0.10336 | 39.52
21.04 | 42.08 | 7.48 | 0.10336 | 42.08
23 | 46 | 7.48 | 0.10336 | 46
22.76 | 45.52 | 7.48 | 0.10336 | 45.52
22.96 | 45.92 | 7.48 | 0.10336 | 45.92
25.28 | 50.56 | 7.48 | 0.10336 | 50.56
30.36 | 60.72 | 7.48 | 0.10336 | 60.72
31.16 | 62.32 | 7.48 | 0.10336 | 62.32
42.6 | 85.2 | 7.48 | 0.10336 | 85.2
40.64 | 81.28 | 7.48 | 0.10336 | 81.28
41.4 | 82.8 | 7.48 | 0.10336 | 82.8
47 | 94 | 7.48 | 0.10336 | 94
44.52 | 89.04 | 7.48 | 0.10336 | 89.04
32.6 | 65.2 | 7.48 | 0.10336 | 65.2
28.88 | 57.76 | 7.48 | 0.10336 | 57.76
23.4 | 46.8 | 7.48 | 0.10336 | 46.8
22.64 | 45.28 | 7.48 | 0.10336 | 45.28
18.52 | 37.04 | 7.48 | 0.10336 | 37.04
11.36 | 22.72 | 7.48 | 0.10336 | 22.72
9.8 | 19.6 | 7.48 | 0.10336 | 19.6
9.56 | 19.12 | 7.48 | 0.10336 | 19.12
9.44 | 18.88 | 7.48 | 0.10336 | 18.88
12.92 | 25.84 | 7.48 | 0.10336 | 25.84
14.08 | 28.16 | 7.48 | 0.10336 | 28.16
15.12 | 30.24 | 7.48 | 0.10336 | 30.24
16.84 | 33.68 | 7.48 | 0.10336 | 33.68
17.72 | 35.44 | 7.48 | 0.10336 | 35.44
21.64 | 43.28 | 7.48 | 0.10336 | 43.28
22.2 | 44.4 | 7.48 | 0.10336 | 44.4
25 | 50 | 11.23 | 0.12409 | 50
28.12 | 56.24 | 11.23 | 0.12409 | 56.24
27.4 | 54.8 | 11.23 | 0.12409 | 54.8
31.2 | 62.4 | 17.48 | 0.13136 | 62.4
32.56 | 65.12 | 17.48 | 0.13136 | 65.12
26.72 | 53.44 | 17.48 | 0.13136 | 53.44
23.48 | 46.96 | 17.48 | 0.13136 | 46.96
21.44 | 42.88 | 11.23 | 0.12409 | 42.88
18.64 | 37.28 | 11.23 | 0.12409 | 37.28
16 | 32 | 11.23 | 0.12409 | 32
16.64 | 33.28 | 7.48 | 0.10336 | 33.28
18.72 | 37.44 | 7.48 | 0.10336 | 37.44
18.64 | 37.28 | 7.48 | 0.10336 | 37.28
12.6 | 25.2 | 7.48 | 0.10336 | 25.2
11.12 | 22.24 | 7.48 | 0.10336 | 22.24
9.92 | 19.84 | 7.48 | 0.10336 | 19.84
10.12 | 20.24 | 7.48 | 0.10336 | 20.24
13.44 | 26.88 | 7.48 | 0.10336 | 26.88
14.08 | 28.16 | 7.48 | 0.10336 | 28.16
15.28 | 30.56 | 7.48 | 0.10336 | 30.56
23.56 | 47.12 | 7.48 | 0.10336 | 47.12
24.56 | 49.12 | 7.48 | 0.10336 | 49.12
27.84 | 55.68 | 7.48 | 0.10336 | 55.68
28.08 | 56.16 | 7.48 | 0.10336 | 56.16
28.12 | 56.24 | 11.23 | 0.12409 | 56.24
34 | 68 | 11.23 | 0.12409 | 68
28.76 | 57.52 | 11.23 | 0.12409 | 57.52
27.32 | 54.64 | 17.48 | 0.13136 | 54.64
28.28 | 56.56 | 17.48 | 0.13136 | 56.56
30.64 | 61.28 | 17.48 | 0.13136 | 61.28
27.72 | 55.44 | 17.48 | 0.13136 | 55.44
29 | 58 | 11.23 | 0.12409 | 58
25.08 | 50.16 | 11.23 | 0.12409 | 50.16
23.28 | 46.56 | 11.23 | 0.12409 | 46.56
25.92 | 51.84 | 7.48 | 0.10336 | 51.84
25.28 | 50.56 | 7.48 | 0.10336 | 50.56
20.6 | 41.2 | 7.48 | 0.10336 | 41.2
13.44 | 26.88 | 7.48 | 0.10336 | 26.88
11.48 | 22.96 | 7.48 | 0.10336 | 22.96
11.52 | 23.04 | 7.48 | 0.10336 | 23.04
12.36 | 24.72 | 7.48 | 0.10336 | 24.72
15.04 | 30.08 | 7.48 | 0.10336 | 30.08
16.04 | 32.08 | 7.48 | 0.10336 | 32.08
15.44 | 30.88 | 7.48 | 0.10336 | 30.88
17.2 | 34.4 | 7.48 | 0.10336 | 34.4
17.16 | 34.32 | 7.48 | 0.10336 | 34.32
20.04 | 40.08 | 7.48 | 0.10336 | 40.08
20.28 | 40.56 | 7.48 | 0.10336 | 40.56
23.28 | 46.56 | 11.23 | 0.12409 | 46.56
20.6 | 41.2 | 11.23 | 0.12409 | 41.2
18.52 | 37.04 | 11.23 | 0.12409 | 37.04
18.4 | 36.8 | 17.48 | 0.13136 | 36.8
18.12 | 36.24 | 17.48 | 0.13136 | 36.24
18.44 | 36.88 | 17.48 | 0.13136 | 36.88
16.72 | 33.44 | 17.48 | 0.13136 | 33.44
20.8 | 41.6 | 11.23 | 0.12409 | 41.6
15.88 | 31.76 | 11.23 | 0.12409 | 31.76
16.12 | 32.24 | 11.23 | 0.12409 | 32.24
17.84 | 35.68 | 7.48 | 0.10336 | 35.68
18.4 | 36.8 | 7.48 | 0.10336 | 36.8
17.56 | 35.12 | 7.48 | 0.10336 | 35.12
12.16 | 24.32 | 7.48 | 0.10336 | 24.32
12 | 24 | 7.48 | 0.10336 | 24
8.76 | 17.52 | 7.48 | 0.10336 | 17.52
10.56 | 21.12 | 7.48 | 0.10336 | 21.12
12.8 | 25.6 | 7.48 | 0.10336 | 25.6
13.8 | 27.6 | 7.48 | 0.10336 | 27.6
16.64 | 33.28 | 7.48 | 0.10336 | 33.28
19.68 | 39.36 | 7.48 | 0.10336 | 39.36
21.36 | 42.72 | 7.48 | 0.10336 | 42.72
24 | 48 | 7.48 | 0.10336 | 48
24.76 | 49.52 | 7.48 | 0.10336 | 49.52
26.28 | 52.56 | 11.23 | 0.12409 | 52.56
28.36 | 56.72 | 11.23 | 0.12409 | 56.72
28.56 | 57.12 | 11.23 | 0.12409 | 57.12
27.4 | 54.8 | 17.48 | 0.13136 | 54.8
25.16 | 50.32 | 17.48 | 0.13136 | 50.32
22.92 | 45.84 | 17.48 | 0.13136 | 45.84
23.68 | 47.36 | 17.48 | 0.13136 | 47.36
22.64 | 45.28 | 11.23 | 0.12409 | 45.28
20.12 | 40.24 | 11.23 | 0.12409 | 40.24
20.44 | 40.88 | 11.23 | 0.12409 | 40.88
21.16 | 42.32 | 7.48 | 0.10336 | 42.32
20.96 | 41.92 | 7.48 | 0.10336 | 41.92
16.64 | 33.28 | 7.48 | 0.10336 | 33.28
10.2 | 20.4 | 7.48 | 0.10336 | 20.4
9.44 | 18.88 | 7.48 | 0.10336 | 18.88
9.28 | 18.56 | 7.48 | 0.10336 | 18.56
9.24 | 18.48 | 7.48 | 0.10336 | 18.48
11.36 | 22.72 | 7.48 | 0.10336 | 22.72
12.2 | 24.4 | 7.48 | 0.10336 | 24.4
13.12 | 26.24 | 7.48 | 0.10336 | 26.24
19.36 | 38.72 | 7.48 | 0.10336 | 38.72
21.76 | 43.52 | 7.48 | 0.10336 | 43.52
23.64 | 47.28 | 7.48 | 0.10336 | 47.28
22.8 | 45.6 | 7.48 | 0.10336 | 45.6
27.04 | 54.08 | 11.23 | 0.12409 | 54.08
30.12 | 60.24 | 11.23 | 0.12409 | 60.24
31 | 62 | 11.23 | 0.12409 | 62
25.56 | 51.12 | 17.48 | 0.13136 | 51.12
26.16 | 52.32 | 17.48 | 0.13136 | 52.32
26.56 | 53.12 | 17.48 | 0.13136 | 53.12
28.08 | 56.16 | 17.48 | 0.13136 | 56.16
26.72 | 53.44 | 11.23 | 0.12409 | 53.44
22.68 | 45.36 | 11.23 | 0.12409 | 45.36
21.6 | 43.2 | 11.23 | 0.12409 | 43.2
24.12 | 48.24 | 7.48 | 0.10336 | 48.24
22.52 | 45.04 | 7.48 | 0.10336 | 45.04
16.24 | 32.48 | 7.48 | 0.10336 | 32.48
10.52 | 21.04 | 7.48 | 0.10336 | 21.04
9.92 | 19.84 | 7.48 | 0.10336 | 19.84
9.28 | 18.56 | 7.48 | 0.10336 | 18.56
9.4 | 18.8 | 7.48 | 0.10336 | 18.8
11.36 | 22.72 | 7.48 | 0.10336 | 22.72
12.2 | 24.4 | 7.48 | 0.10336 | 24.4
12.96 | 25.92 | 7.48 | 0.10336 | 25.92
20.08 | 40.16 | 7.48 | 0.10336 | 40.16
22.4 | 44.8 | 7.48 | 0.10336 | 44.8
23.52 | 47.04 | 7.48 | 0.10336 | 47.04
24.96 | 49.92 | 7.48 | 0.10336 | 49.92
24.44 | 48.88 | 7.48 | 0.10336 | 48.88
27.32 | 54.64 | 7.48 | 0.10336 | 54.64
26.6 | 53.2 | 7.48 | 0.10336 | 53.2
27.04 | 54.08 | 7.48 | 0.10336 | 54.08
27.6 | 55.2 | 7.48 | 0.10336 | 55.2
27.4 | 54.8 | 7.48 | 0.10336 | 54.8
26.32 | 52.64 | 7.48 | 0.10336 | 52.64
25.68 | 51.36 | 7.48 | 0.10336 | 51.36
25.52 | 51.04 | 7.48 | 0.10336 | 51.04
23.68 | 47.36 | 7.48 | 0.10336 | 47.36
23.36 | 46.72 | 7.48 | 0.10336 | 46.72
20.36 | 40.72 | 7.48 | 0.10336 | 40.72
14.88 | 29.76 | 7.48 | 0.10336 | 29.76
12.28 | 24.56 | 7.48 | 0.10336 | 24.56
13.92 | 27.84 | 7.48 | 0.10336 | 27.84
13.16 | 26.32 | 7.48 | 0.10336 | 26.32
13.32 | 26.64 | 7.48 | 0.10336 | 26.64
15.56 | 31.12 | 7.48 | 0.10336 | 31.12
15.68 | 31.36 | 7.48 | 0.10336 | 31.36
12.56 | 25.12 | 7.48 | 0.10336 | 25.12
14 | 28 | 7.48 | 0.10336 | 28
20.12 | 40.24 | 7.48 | 0.10336 | 40.24
19.72 | 39.44 | 7.48 | 0.10336 | 39.44
20.16 | 40.32 | 7.48 | 0.10336 | 40.32
21.72 | 43.44 | 7.48 | 0.10336 | 43.44
24.6 | 49.2 | 7.48 | 0.10336 | 49.2
25.4 | 50.8 | 7.48 | 0.10336 | 50.8
28.28 | 56.56 | 7.48 | 0.10336 | 56.56
26.96 | 53.92 | 7.48 | 0.10336 | 53.92
26.84 | 53.68 | 7.48 | 0.10336 | 53.68
32.2 | 64.4 | 7.48 | 0.10336 | 64.4
30.64 | 61.28 | 7.48 | 0.10336 | 61.28
23.48 | 46.96 | 7.48 | 0.10336 | 46.96
21.4 | 42.8 | 7.48 | 0.10336 | 42.8
19.6 | 39.2 | 7.48 | 0.10336 | 39.2
19.8 | 39.6 | 7.48 | 0.10336 | 39.6
18.84 | 37.68 | 7.48 | 0.10336 | 37.68
10.56 | 21.12 | 7.48 | 0.10336 | 21.12
10.16 | 20.32 | 7.48 | 0.10336 | 20.32
9.32 | 18.64 | 7.48 | 0.10336 | 18.64
9.16 | 18.32 | 7.48 | 0.10336 | 18.32
11.52 | 23.04 | 7.48 | 0.10336 | 23.04
12.12 | 24.24 | 7.48 | 0.10336 | 24.24
13 | 26 | 7.48 | 0.10336 | 26
14.08 | 28.16 | 7.48 | 0.10336 | 28.16
15.36 | 30.72 | 7.48 | 0.10336 | 30.72
18.8 | 37.6 | 7.48 | 0.10336 | 37.6
18.4 | 36.8 | 7.48 | 0.10336 | 36.8
19.76 | 39.52 | 11.23 | 0.12409 | 39.52
23.56 | 47.12 | 11.23 | 0.12409 | 47.12
24.2 | 48.4 | 11.23 | 0.12409 | 48.4
25.48 | 50.96 | 17.48 | 0.13136 | 50.96
25.32 | 50.64 | 17.48 | 0.13136 | 50.64
26.16 | 52.32 | 17.48 | 0.13136 | 52.32
26.64 | 53.28 | 17.48 | 0.13136 | 53.28
32.04 | 64.08 | 11.23 | 0.12409 | 64.08
24.92 | 49.84 | 11.23 | 0.12409 | 49.84
20.32 | 40.64 | 11.23 | 0.12409 | 40.64
19.64 | 39.28 | 7.48 | 0.10336 | 39.28
17.24 | 34.48 | 7.48 | 0.10336 | 34.48
16.2 | 32.4 | 7.48 | 0.10336 | 32.4
10.52 | 21.04 | 7.48 | 0.10336 | 21.04
9.72 | 19.44 | 7.48 | 0.10336 | 19.44
9 | 18 | 7.48 | 0.10336 | 18
8.64 | 17.28 | 7.48 | 0.10336 | 17.28
11.28 | 22.56 | 7.48 | 0.10336 | 22.56
12.12 | 24.24 | 7.48 | 0.10336 | 24.24
13.12 | 26.24 | 7.48 | 0.10336 | 26.24
20.56 | 41.12 | 7.48 | 0.10336 | 41.12
23 | 46 | 7.48 | 0.10336 | 46
24.88 | 49.76 | 7.48 | 0.10336 | 49.76
25.68 | 51.36 | 7.48 | 0.10336 | 51.36
28.84 | 57.68 | 11.23 | 0.12409 | 57.68
34.72 | 69.44 | 11.23 | 0.12409 | 69.44
29.48 | 58.96 | 11.23 | 0.12409 | 58.96
28.52 | 57.04 | 17.48 | 0.13136 | 57.04
27.96 | 55.92 | 17.48 | 0.13136 | 55.92
26.4 | 52.8 | 17.48 | 0.13136 | 52.8
26.96 | 53.92 | 17.48 | 0.13136 | 53.92
27.88 | 55.76 | 11.23 | 0.12409 | 55.76
28.08 | 56.16 | 11.23 | 0.12409 | 56.16
26.4 | 52.8 | 11.23 | 0.12409 | 52.8
27.8 | 55.6 | 7.48 | 0.10336 | 55.6
24.92 | 49.84 | 7.48 | 0.10336 | 49.84
15.96 | 31.92 | 7.48 | 0.10336 | 31.92
10.4 | 20.8 | 7.48 | 0.10336 | 20.8
9.2 | 18.4 | 7.48 | 0.10336 | 18.4
8.52 | 17.04 | 7.48 | 0.10336 | 17.04
7.76 | 15.52 | 7.48 | 0.10336 | 15.52
11.24 | 22.48 | 7.48 | 0.10336 | 22.48
11.6 | 23.2 | 7.48 | 0.10336 | 23.2
12.52 | 25.04 | 7.48 | 0.10336 | 25.04
19.6 | 39.2 | 7.48 | 0.10336 | 39.2
21.24 | 42.48 | 7.48 | 0.10336 | 42.48
23.56 | 47.12 | 7.48 | 0.10336 | 47.12
23.88 | 47.76 | 7.48 | 0.10336 | 47.76
35.28 | 70.56 | 11.23 | 0.12409 | 70.56
36.96 | 73.92 | 11.23 | 0.12409 | 73.92
37.04 | 74.08 | 11.23 | 0.12409 | 74.08
33.88 | 67.76 | 17.48 | 0.13136 | 67.76
35.64 | 71.28 | 17.48 | 0.13136 | 71.28
36.72 | 73.44 | 17.48 | 0.13136 | 73.44
39.96 | 79.92 | 17.48 | 0.13136 | 79.92
39.64 | 79.28 | 11.23 | 0.12409 | 79.28
34.72 | 69.44 | 11.23 | 0.12409 | 69.44
30.6 | 61.2 | 11.23 | 0.12409 | 61.2
30.52 | 61.04 | 7.48 | 0.10336 | 61.04
25.44 | 50.88 | 7.48 | 0.10336 | 50.88
15.64 | 31.28 | 7.48 | 0.10336 | 31.28
11.08 | 22.16 | 7.48 | 0.10336 | 22.16
9.48 | 18.96 | 7.48 | 0.10336 | 18.96
8.96 | 17.92 | 7.48 | 0.10336 | 17.92
8.4 | 16.8 | 7.48 | 0.10336 | 16.8
11.44 | 22.88 | 7.48 | 0.10336 | 22.88
12.6 | 25.2 | 7.48 | 0.10336 | 25.2
13.52 | 27.04 | 7.48 | 0.10336 | 27.04
20.6 | 41.2 | 7.48 | 0.10336 | 41.2
22.76 | 45.52 | 7.48 | 0.10336 | 45.52
23.4 | 46.8 | 7.48 | 0.10336 | 46.8
31.2 | 62.4 | 7.48 | 0.10336 | 62.4
35.48 | 70.96 | 11.23 | 0.12409 | 70.96
41.08 | 82.16 | 11.23 | 0.12409 | 82.16
43.36 | 86.72 | 11.23 | 0.12409 | 86.72
43.52 | 87.04 | 17.48 | 0.13136 | 87.04
42 | 84 | 17.48 | 0.13136 | 84
41.12 | 82.24 | 17.48 | 0.13136 | 82.24
42.6 | 85.2 | 17.48 | 0.13136 | 85.2
40.52 | 81.04 | 11.23 | 0.12409 | 81.04
37.88 | 75.76 | 11.23 | 0.12409 | 75.76
32.72 | 65.44 | 11.23 | 0.12409 | 65.44
33.2 | 66.4 | 7.48 | 0.10336 | 66.4
30.64 | 61.28 | 7.48 | 0.10336 | 61.28
23.56 | 47.12 | 7.48 | 0.10336 | 47.12
12.44 | 24.88 | 7.48 | 0.10336 | 24.88
9.68 | 19.36 | 7.48 | 0.10336 | 19.36
9.56 | 19.12 | 7.48 | 0.10336 | 19.12
15.56 | 31.12 | 7.48 | 0.10336 | 31.12
17.84 | 35.68 | 7.48 | 0.10336 | 35.68
15.32 | 30.64 | 7.48 | 0.10336 | 30.64
16.72 | 33.44 | 7.48 | 0.10336 | 33.44
22.76 | 45.52 | 7.48 | 0.10336 | 45.52
25.08 | 50.16 | 7.48 | 0.10336 | 50.16
30.28 | 60.56 | 7.48 | 0.10336 | 60.56
33.6 | 67.2 | 7.48 | 0.10336 | 67.2
41.12 | 82.24 | 11.23 | 0.12409 | 82.24
49.76 | 99.52 | 11.23 | 0.12409 | 99.52
47.84 | 95.68 | 11.23 | 0.12409 | 95.68
41.76 | 83.52 | 17.48 | 0.13136 | 83.52
39.76 | 79.52 | 17.48 | 0.13136 | 79.52
38.8 | 77.6 | 17.48 | 0.13136 | 77.6
39.72 | 79.44 | 17.48 | 0.13136 | 79.44
39.48 | 78.96 | 11.23 | 0.12409 | 78.96
37.8 | 75.6 | 11.23 | 0.12409 | 75.6
37.12 | 74.24 | 11.23 | 0.12409 | 74.24
36.84 | 73.68 | 7.48 | 0.10336 | 73.68
32.76 | 65.52 | 7.48 | 0.10336 | 65.52
18.48 | 36.96 | 7.48 | 0.10336 | 36.96
11.72 | 23.44 | 7.48 | 0.10336 | 23.44
9.76 | 19.52 | 7.48 | 0.10336 | 19.52
9.76 | 19.52 | 7.48 | 0.10336 | 19.52
9.96 | 19.92 | 7.48 | 0.10336 | 19.92
12.88 | 25.76 | 7.48 | 0.10336 | 25.76
13.96 | 27.92 | 7.48 | 0.10336 | 27.92
13.92 | 27.84 | 7.48 | 0.10336 | 27.84
20.4 | 40.8 | 7.48 | 0.10336 | 40.8
21.96 | 43.92 | 7.48 | 0.10336 | 43.92
23.12 | 46.24 | 7.48 | 0.10336 | 46.24
26.2 | 52.4 | 7.48 | 0.10336 | 52.4
25.56 | 51.12 | 7.48 | 0.10336 | 51.12
32.68 | 65.36 | 7.48 | 0.10336 | 65.36
28.88 | 57.76 | 7.48 | 0.10336 | 57.76
27.76 | 55.52 | 7.48 | 0.10336 | 55.52
28.88 | 57.76 | 7.48 | 0.10336 | 57.76
33.32 | 66.64 | 7.48 | 0.10336 | 66.64
27.2 | 54.4 | 7.48 | 0.10336 | 54.4
26.92 | 53.84 | 7.48 | 0.10336 | 53.84
26.92 | 53.84 | 7.48 | 0.10336 | 53.84
24.92 | 49.84 | 7.48 | 0.10336 | 49.84
22.8 | 45.6 | 7.48 | 0.10336 | 45.6
20.6 | 41.2 | 7.48 | 0.10336 | 41.2
16.8 | 33.6 | 7.48 | 0.10336 | 33.6
14.96 | 29.92 | 7.48 | 0.10336 | 29.92
13.88 | 27.76 | 7.48 | 0.10336 | 27.76
13.76 | 27.52 | 7.48 | 0.10336 | 27.52
14.36 | 28.72 | 7.48 | 0.10336 | 28.72
17.32 | 34.64 | 7.48 | 0.10336 | 34.64
17.48 | 34.96 | 7.48 | 0.10336 | 34.96
14.32 | 28.64 | 7.48 | 0.10336 | 28.64
14.88 | 29.76 | 7.48 | 0.10336 | 29.76
19 | 38 | 7.48 | 0.10336 | 38
19.6 | 39.2 | 7.48 | 0.10336 | 39.2
20.56 | 41.12 | 7.48 | 0.10336 | 41.12
20.52 | 41.04 | 7.48 | 0.10336 | 41.04
26.4 | 52.8 | 7.48 | 0.10336 | 52.8
27.72 | 55.44 | 7.48 | 0.10336 | 55.44
26.72 | 53.44 | 7.48 | 0.10336 | 53.44
28.6 | 57.2 | 7.48 | 0.10336 | 57.2
23.28 | 46.56 | 7.48 | 0.10336 | 46.56
26.04 | 52.08 | 7.48 | 0.10336 | 52.08
24.72 | 49.44 | 7.48 | 0.10336 | 49.44
19.96 | 39.92 | 7.48 | 0.10336 | 39.92
20 | 40 | 7.48 | 0.10336 | 40
20.28 | 40.56 | 7.48 | 0.10336 | 40.56
20.2 | 40.4 | 7.48 | 0.10336 | 40.4
14.92 | 29.84 | 7.48 | 0.10336 | 29.84
10.68 | 21.36 | 7.48 | 0.10336 | 21.36
11.44 | 22.88 | 7.48 | 0.10709 | 22.88
12.96 | 25.92 | 7.48 | 0.10709 | 25.92
13.72 | 27.44 | 7.48 | 0.10709 | 27.44
16.36 | 32.72 | 7.48 | 0.10709 | 32.72
16.2 | 32.4 | 7.48 | 0.10709 | 32.4
13.4 | 26.8 | 7.48 | 0.10709 | 26.8
13.64 | 27.28 | 7.48 | 0.10709 | 27.28
13.76 | 27.52 | 7.48 | 0.10709 | 27.52
18.24 | 36.48 | 7.48 | 0.10709 | 36.48
19.76 | 39.52 | 7.48 | 0.10709 | 39.52
20.76 | 41.52 | 7.48 | 0.12502 | 41.52
22.92 | 45.84 | 7.48 | 0.12502 | 45.84
22.08 | 44.16 | 7.48 | 0.12502 | 44.16
26.12 | 52.24 | 12.23 | 0.12502 | 52.24
25.48 | 50.96 | 12.23 | 0.12502 | 50.96
25.8 | 51.6 | 12.23 | 0.12502 | 51.6
24.44 | 48.88 | 12.23 | 0.12502 | 48.88
20.8 | 41.6 | 7.48 | 0.12502 | 41.6
19 | 38 | 7.48 | 0.12502 | 38
17.56 | 35.12 | 7.48 | 0.12502 | 35.12
19.12 | 38.24 | 7.48 | 0.10709 | 38.24
20.6 | 41.2 | 7.48 | 0.10709 | 41.2
19.04 | 38.08 | 7.48 | 0.10709 | 38.08
15.32 | 30.64 | 7.48 | 0.10709 | 30.64
14.16 | 28.32 | 7.48 | 0.10709 | 28.32
13.32 | 26.64 | 7.48 | 0.10709 | 26.64
13.24 | 26.48 | 7.48 | 0.10709 | 26.48
15.64 | 31.28 | 7.48 | 0.10709 | 31.28
15.76 | 31.52 | 7.48 | 0.10709 | 31.52
16.4 | 32.8 | 7.48 | 0.10709 | 32.8
17.76 | 35.52 | 7.48 | 0.10709 | 35.52
18.84 | 37.68 | 7.48 | 0.10709 | 37.68
20.88 | 41.76 | 7.48 | 0.10709 | 41.76
20.68 | 41.36 | 7.48 | 0.10709 | 41.36
22.64 | 45.28 | 7.48 | 0.12502 | 45.28
23.04 | 46.08 | 7.48 | 0.12502 | 46.08
24.36 | 48.72 | 7.48 | 0.12502 | 48.72
24.64 | 49.28 | 12.23 | 0.12502 | 49.28
26.32 | 52.64 | 12.23 | 0.12502 | 52.64
29.6 | 59.2 | 12.23 | 0.12502 | 59.2
29.68 | 59.36 | 12.23 | 0.12502 | 59.36
20.68 | 41.36 | 7.48 | 0.12502 | 41.36
19.32 | 38.64 | 7.48 | 0.12502 | 38.64
18.52 | 37.04 | 7.48 | 0.12502 | 37.04
19.48 | 38.96 | 7.48 | 0.10709 | 38.96
19.52 | 39.04 | 7.48 | 0.10709 | 39.04
18.96 | 37.92 | 7.48 | 0.10709 | 37.92
15.88 | 31.76 | 7.48 | 0.10709 | 31.76
14.88 | 29.76 | 7.48 | 0.10709 | 29.76
14.68 | 29.36 | 7.48 | 0.10709 | 29.36
14.4 | 28.8 | 7.48 | 0.10709 | 28.8
17.44 | 34.88 | 7.48 | 0.10709 | 34.88
17.56 | 35.12 | 7.48 | 0.10709 | 35.12
18.72 | 37.44 | 7.48 | 0.10709 | 37.44
19.44 | 38.88 | 7.48 | 0.10709 | 38.88
20.8 | 41.6 | 7.48 | 0.10709 | 41.6
22.92 | 45.84 | 7.48 | 0.10709 | 45.84
22.44 | 44.88 | 7.48 | 0.10709 | 44.88
22.6 | 45.2 | 7.48 | 0.12502 | 45.2
24 | 48 | 7.48 | 0.12502 | 48
30.04 | 60.08 | 7.48 | 0.12502 | 60.08
31 | 62 | 12.23 | 0.12502 | 62
32 | 64 | 12.23 | 0.12502 | 64
29.52 | 59.04 | 12.23 | 0.12502 | 59.04
30.48 | 60.96 | 12.23 | 0.12502 | 60.96
26.4 | 52.8 | 7.48 | 0.12502 | 52.8
23.28 | 46.56 | 7.48 | 0.12502 | 46.56
20.88 | 41.76 | 7.48 | 0.12502 | 41.76
21.48 | 42.96 | 7.48 | 0.10709 | 42.96
21.64 | 43.28 | 7.48 | 0.10709 | 43.28
21.12 | 42.24 | 7.48 | 0.10709 | 42.24
18.08 | 36.16 | 7.48 | 0.10709 | 36.16
16.8 | 33.6 | 7.48 | 0.10709 | 33.6
16.72 | 33.44 | 7.48 | 0.10709 | 33.44
16.56 | 33.12 | 7.48 | 0.10709 | 33.12
18.84 | 37.68 | 7.48 | 0.10709 | 37.68
19.04 | 38.08 | 7.48 | 0.10709 | 38.08
20.04 | 40.08 | 7.48 | 0.10709 | 40.08
20.84 | 41.68 | 7.48 | 0.10709 | 41.68
21.56 | 43.12 | 7.48 | 0.10709 | 43.12
22.32 | 44.64 | 7.48 | 0.10709 | 44.64
22.4 | 44.8 | 7.48 | 0.10709 | 44.8
23.68 | 47.36 | 7.48 | 0.12502 | 47.36
24.56 | 49.12 | 7.48 | 0.12502 | 49.12
26.16 | 52.32 | 7.48 | 0.12502 | 52.32
32.44 | 64.88 | 12.23 | 0.12502 | 64.88
31.56 | 63.12 | 12.23 | 0.12502 | 63.12
31.16 | 62.32 | 12.23 | 0.12502 | 62.32
30.56 | 61.12 | 12.23 | 0.12502 | 61.12
22.84 | 45.68 | 7.48 | 0.12502 | 45.68
20.36 | 40.72 | 7.48 | 0.12502 | 40.72
19.08 | 38.16 | 7.48 | 0.12502 | 38.16
20.08 | 40.16 | 7.48 | 0.10709 | 40.16
20 | 40 | 7.48 | 0.10709 | 40
19.76 | 39.52 | 7.48 | 0.10709 | 39.52
16.72 | 33.44 | 7.48 | 0.10709 | 33.44
15.52 | 31.04 | 7.48 | 0.10709 | 31.04
15.44 | 30.88 | 7.48 | 0.10709 | 30.88
15.6 | 31.2 | 7.48 | 0.10709 | 31.2
17.44 | 34.88 | 7.48 | 0.10709 | 34.88
17.2 | 34.4 | 7.48 | 0.10709 | 34.4
17.92 | 35.84 | 7.48 | 0.10709 | 35.84
19.12 | 38.24 | 7.48 | 0.10709 | 38.24
20.64 | 41.28 | 7.48 | 0.10709 | 41.28
21.88 | 43.76 | 7.48 | 0.10709 | 43.76
21.92 | 43.84 | 7.48 | 0.10709 | 43.84
23.4 | 46.8 | 7.48 | 0.12502 | 46.8
24.08 | 48.16 | 7.48 | 0.12502 | 48.16
28.88 | 57.76 | 7.48 | 0.12502 | 57.76
38.68 | 77.36 | 12.23 | 0.12502 | 77.36
42.6 | 85.2 | 12.23 | 0.12502 | 85.2
45.76 | 91.52 | 12.23 | 0.12502 | 91.52
39.6 | 79.2 | 12.23 | 0.12502 | 79.2
35.84 | 71.68 | 7.48 | 0.12502 | 71.68
27.52 | 55.04 | 7.48 | 0.12502 | 55.04
25.36 | 50.72 | 7.48 | 0.12502 | 50.72
26.12 | 52.24 | 7.48 | 0.10709 | 52.24
25.84 | 51.68 | 7.48 | 0.10709 | 51.68
25.44 | 50.88 | 7.48 | 0.10709 | 50.88
19.92 | 39.84 | 7.48 | 0.10709 | 39.84
18.2 | 36.4 | 7.48 | 0.10709 | 36.4
17.64 | 35.28 | 7.48 | 0.10709 | 35.28
18.28 | 36.56 | 7.48 | 0.10709 | 36.56
21.32 | 42.64 | 7.48 | 0.10709 | 42.64
23.72 | 47.44 | 7.48 | 0.10709 | 47.44
25.08 | 50.16 | 7.48 | 0.10709 | 50.16
26.2 | 52.4 | 7.48 | 0.10709 | 52.4
27.12 | 54.24 | 7.48 | 0.10709 | 54.24
27.56 | 55.12 | 7.48 | 0.10709 | 55.12
26.56 | 53.12 | 7.48 | 0.10709 | 53.12
26.32 | 52.64 | 7.48 | 0.10709 | 52.64
26.92 | 53.84 | 7.48 | 0.10709 | 53.84
31.04 | 62.08 | 7.48 | 0.10709 | 62.08
36.52 | 73.04 | 7.48 | 0.10709 | 73.04
44.36 | 88.72 | 7.48 | 0.10709 | 88.72
37.2 | 74.4 | 7.48 | 0.10709 | 74.4
36.16 | 72.32 | 7.48 | 0.10709 | 72.32
32.2 | 64.4 | 7.48 | 0.10709 | 64.4
25.36 | 50.72 | 7.48 | 0.10709 | 50.72
25.68 | 51.36 | 7.48 | 0.10709 | 51.36
24.36 | 48.72 | 7.48 | 0.10709 | 48.72
23.96 | 47.92 | 7.48 | 0.10709 | 47.92
23.4 | 46.8 | 7.48 | 0.10709 | 46.8
17.96 | 35.92 | 7.48 | 0.10709 | 35.92
15.8 | 31.6 | 7.48 | 0.10709 | 31.6
16.68 | 33.36 | 7.48 | 0.10709 | 33.36
15.6 | 31.2 | 7.48 | 0.10709 | 31.2
19 | 38 | 7.48 | 0.10709 | 38
20.2 | 40.4 | 7.48 | 0.10709 | 40.4
20.8 | 41.6 | 7.48 | 0.10709 | 41.6
22.6 | 45.2 | 7.48 | 0.10709 | 45.2
23.8 | 47.6 | 7.48 | 0.10709 | 47.6
23.52 | 47.04 | 7.48 | 0.10709 | 47.04
22.08 | 44.16 | 7.48 | 0.10709 | 44.16
22.76 | 45.52 | 7.48 | 0.10709 | 45.52
25.16 | 50.32 | 7.48 | 0.10709 | 50.32
23.32 | 46.64 | 7.48 | 0.10709 | 46.64
22.72 | 45.44 | 7.48 | 0.10709 | 45.44
22.76 | 45.52 | 7.48 | 0.10709 | 45.52
23.32 | 46.64 | 7.48 | 0.10709 | 46.64
23.52 | 47.04 | 7.48 | 0.10709 | 47.04
23.4 | 46.8 | 7.48 | 0.10709 | 46.8
18.48 | 36.96 | 7.48 | 0.10709 | 36.96
15.68 | 31.36 | 7.48 | 0.10709 | 31.36
16.68 | 33.36 | 7.48 | 0.10709 | 33.36
17 | 34 | 7.48 | 0.10709 | 34
17.2 | 34.4 | 7.48 | 0.10709 | 34.4
11.36 | 22.72 | 7.48 | 0.10709 | 22.72
9.6 | 19.2 | 7.48 | 0.10709 | 19.2
8.92 | 17.84 | 7.48 | 0.10709 | 17.84
10.04 | 20.08 | 7.48 | 0.10709 | 20.08
13.04 | 26.08 | 7.48 | 0.10709 | 26.08
14.68 | 29.36 | 7.48 | 0.10709 | 29.36
15.92 | 31.84 | 7.48 | 0.10709 | 31.84
17.16 | 34.32 | 7.48 | 0.10709 | 34.32
18.96 | 37.92 | 7.48 | 0.10709 | 37.92
23.56 | 47.12 | 7.48 | 0.10709 | 47.12
23.04 | 46.08 | 7.48 | 0.10709 | 46.08
24.32 | 48.64 | 7.48 | 0.12502 | 48.64
25.24 | 50.48 | 7.48 | 0.12502 | 50.48
25.04 | 50.08 | 7.48 | 0.12502 | 50.08
27.68 | 55.36 | 12.23 | 0.12502 | 55.36
27.68 | 55.36 | 12.23 | 0.12502 | 55.36
30.96 | 61.92 | 12.23 | 0.12502 | 61.92
33.68 | 67.36 | 12.23 | 0.12502 | 67.36
25.52 | 51.04 | 7.48 | 0.12502 | 51.04
21.12 | 42.24 | 7.48 | 0.12502 | 42.24
20.64 | 41.28 | 7.48 | 0.12502 | 41.28
23.04 | 46.08 | 7.48 | 0.10709 | 46.08
25.44 | 50.88 | 7.48 | 0.10709 | 50.88
24.88 | 49.76 | 7.48 | 0.10709 | 49.76
17.32 | 34.64 | 7.48 | 0.10709 | 34.64
13.4 | 26.8 | 7.48 | 0.10709 | 26.8
11.28 | 22.56 | 7.48 | 0.10709 | 22.56
11.8 | 23.6 | 7.48 | 0.10709 | 23.6
13.72 | 27.44 | 7.48 | 0.10709 | 27.44
15.8 | 31.6 | 7.48 | 0.10709 | 31.6
17.68 | 35.36 | 7.48 | 0.10709 | 35.36
25 | 50 | 7.48 | 0.10709 | 50
28.48 | 56.96 | 7.48 | 0.10709 | 56.96
29.32 | 58.64 | 7.48 | 0.10709 | 58.64
28.24 | 56.48 | 7.48 | 0.10709 | 56.48
29.04 | 58.08 | 7.48 | 0.12502 | 58.08
32.72 | 65.44 | 7.48 | 0.12502 | 65.44
28.12 | 56.24 | 7.48 | 0.12502 | 56.24
32.92 | 65.84 | 12.23 | 0.12502 | 65.84
35.84 | 71.68 | 12.23 | 0.12502 | 71.68
41.72 | 83.44 | 12.23 | 0.12502 | 83.44
39.92 | 79.84 | 12.23 | 0.12502 | 79.84
31.52 | 63.04 | 7.48 | 0.12502 | 63.04
31.76 | 63.52 | 7.48 | 0.12502 | 63.52
27.04 | 54.08 | 7.48 | 0.12502 | 54.08
26.64 | 53.28 | 7.48 | 0.10709 | 53.28
26.4 | 52.8 | 7.48 | 0.10709 | 52.8
22.44 | 44.88 | 7.48 | 0.10709 | 44.88
14.36 | 28.72 | 7.48 | 0.10709 | 28.72
11.92 | 23.84 | 7.48 | 0.10709 | 23.84
11.2 | 22.4 | 7.48 | 0.10709 | 22.4
14.72 | 29.44 | 7.48 | 0.10709 | 29.44
14.16 | 28.32 | 7.48 | 0.10709 | 28.32
15.24 | 30.48 | 7.48 | 0.10709 | 30.48
17.36 | 34.72 | 7.48 | 0.10709 | 34.72
24.52 | 49.04 | 7.48 | 0.10709 | 49.04
26.96 | 53.92 | 7.48 | 0.10709 | 53.92
33.28 | 66.56 | 7.48 | 0.10709 | 66.56
35.44 | 70.88 | 7.48 | 0.10709 | 70.88
34.68 | 69.36 | 7.48 | 0.12502 | 69.36
32.32 | 64.64 | 7.48 | 0.12502 | 64.64
30.4 | 60.8 | 7.48 | 0.12502 | 60.8
27.76 | 55.52 | 12.23 | 0.12502 | 55.52
27.4 | 54.8 | 12.23 | 0.12502 | 54.8
26.8 | 53.6 | 12.23 | 0.12502 | 53.6
26.28 | 52.56 | 12.23 | 0.12502 | 52.56
26.12 | 52.24 | 7.48 | 0.12502 | 52.24
27.44 | 54.88 | 7.48 | 0.12502 | 54.88
27.28 | 54.56 | 7.48 | 0.12502 | 54.56
26.96 | 53.92 | 7.48 | 0.10709 | 53.92
26.56 | 53.12 | 7.48 | 0.10709 | 53.12
27.28 | 54.56 | 7.48 | 0.10709 | 54.56
21.56 | 43.12 | 7.48 | 0.10709 | 43.12
19.24 | 38.48 | 7.48 | 0.10709 | 38.48
18.48 | 36.96 | 7.48 | 0.10709 | 36.96
18.8 | 37.6 | 7.48 | 0.10709 | 37.6
16.96 | 33.92 | 7.48 | 0.10709 | 33.92
15 | 30 | 7.48 | 0.10709 | 30
16.12 | 32.24 | 7.48 | 0.10709 | 32.24
23.68 | 47.36 | 7.48 | 0.10709 | 47.36
26.36 | 52.72 | 7.48 | 0.10709 | 52.72
27.2 | 54.4 | 7.48 | 0.10709 | 54.4
28.8 | 57.6 | 7.48 | 0.10709 | 57.6
31.48 | 62.96 | 7.48 | 0.12502 | 62.96
32.88 | 65.76 | 7.48 | 0.12502 | 65.76
29.64 | 59.28 | 7.48 | 0.12502 | 59.28
27.96 | 55.92 | 12.23 | 0.12502 | 55.92
28.52 | 57.04 | 12.23 | 0.12502 | 57.04
25.28 | 50.56 | 12.23 | 0.12502 | 50.56
25.28 | 50.56 | 12.23 | 0.12502 | 50.56
25.88 | 51.76 | 7.48 | 0.12502 | 51.76
26.52 | 53.04 | 7.48 | 0.12502 | 53.04
26.32 | 52.64 | 7.48 | 0.12502 | 52.64
27.4 | 54.8 | 7.48 | 0.10709 | 54.8
27.16 | 54.32 | 7.48 | 0.10709 | 54.32
23.48 | 46.96 | 7.48 | 0.10709 | 46.96
15.88 | 31.76 | 7.48 | 0.10709 | 31.76
13.28 | 26.56 | 7.48 | 0.10709 | 26.56
12.8 | 25.6 | 7.48 | 0.10709 | 25.6
12.96 | 25.92 | 7.48 | 0.10709 | 25.92
14.6 | 29.2 | 7.48 | 0.10709 | 29.2
15.6 | 31.2 | 7.48 | 0.10709 | 31.2
17.24 | 34.48 | 7.48 | 0.10709 | 34.48
24.32 | 48.64 | 7.48 | 0.10709 | 48.64
26.64 | 53.28 | 7.48 | 0.10709 | 53.28
30.2 | 60.4 | 7.48 | 0.10709 | 60.4
29.56 | 59.12 | 7.48 | 0.10709 | 59.12
29.88 | 59.76 | 7.48 | 0.12502 | 59.76
31.16 | 62.32 | 7.48 | 0.12502 | 62.32
30.2 | 60.4 | 7.48 | 0.12502 | 60.4
27.16 | 54.32 | 12.23 | 0.12502 | 54.32
26.2 | 52.4 | 12.23 | 0.12502 | 52.4
26.12 | 52.24 | 12.23 | 0.12502 | 52.24
25.48 | 50.96 | 12.23 | 0.12502 | 50.96
25.56 | 51.12 | 7.48 | 0.12502 | 51.12
27.16 | 54.32 | 7.48 | 0.12502 | 54.32
28.8 | 57.6 | 7.48 | 0.12502 | 57.6
27.96 | 55.92 | 7.48 | 0.10709 | 55.92
26.76 | 53.52 | 7.48 | 0.10709 | 53.52
26.48 | 52.96 | 7.48 | 0.10709 | 52.96
19.36 | 38.72 | 7.48 | 0.10709 | 38.72
17.16 | 34.32 | 7.48 | 0.10709 | 34.32
17.4 | 34.8 | 7.48 | 0.10709 | 34.8
18.52 | 37.04 | 7.48 | 0.10709 | 37.04
15.64 | 31.28 | 7.48 | 0.10709 | 31.28
17.2 | 34.4 | 7.48 | 0.10709 | 34.4
18.76 | 37.52 | 7.48 | 0.10709 | 37.52
25.32 | 50.64 | 7.48 | 0.10709 | 50.64
27.8 | 55.6 | 7.48 | 0.10709 | 55.6
29.56 | 59.12 | 7.48 | 0.10709 | 59.12
30 | 60 | 7.48 | 0.10709 | 60
33.48 | 66.96 | 7.48 | 0.10709 | 66.96
33.72 | 67.44 | 7.48 | 0.10709 | 67.44
31.2 | 62.4 | 7.48 | 0.10709 | 62.4
30.36 | 60.72 | 7.48 | 0.10709 | 60.72
29.56 | 59.12 | 7.48 | 0.10709 | 59.12
29.6 | 59.2 | 7.48 | 0.10709 | 59.2
29 | 58 | 7.48 | 0.10709 | 58
28.68 | 57.36 | 7.48 | 0.10709 | 57.36
27.8 | 55.6 | 7.48 | 0.10709 | 55.6
28.84 | 57.68 | 7.48 | 0.10709 | 57.68
29.8 | 59.6 | 7.48 | 0.10709 | 59.6
26.32 | 52.64 | 7.48 | 0.10709 | 52.64
19.56 | 39.12 | 7.48 | 0.10709 | 39.12
13.52 | 27.04 | 7.48 | 0.10709 | 27.04
14.2 | 28.4 | 7.48 | 0.10709 | 28.4
17.28 | 34.56 | 7.48 | 0.10709 | 34.56
19.92 | 39.84 | 7.48 | 0.10709 | 39.84
20.52 | 41.04 | 7.48 | 0.10709 | 41.04
16.8 | 33.6 | 7.48 | 0.10709 | 33.6
18.2 | 36.4 | 7.48 | 0.10709 | 36.4
18.44 | 36.88 | 7.48 | 0.10709 | 36.88
23.68 | 47.36 | 7.48 | 0.10709 | 47.36
25.4 | 50.8 | 7.48 | 0.10709 | 50.8
26.84 | 53.68 | 7.48 | 0.10709 | 53.68
25.36 | 50.72 | 7.48 | 0.10709 | 50.72
25.44 | 50.88 | 7.48 | 0.10709 | 50.88
24.04 | 48.08 | 7.48 | 0.10709 | 48.08
24.24 | 48.48 | 7.48 | 0.10709 | 48.48
24.92 | 49.84 | 7.48 | 0.10709 | 49.84
24.4 | 48.8 | 7.48 | 0.10709 | 48.8
25.2 | 50.4 | 7.48 | 0.10709 | 50.4
25.36 | 50.72 | 7.48 | 0.10709 | 50.72
22.8 | 45.6 | 7.48 | 0.10709 | 45.6
22.72 | 45.44 | 7.48 | 0.10709 | 45.44
23.96 | 47.92 | 7.48 | 0.10709 | 47.92
24.16 | 48.32 | 7.48 | 0.10709 | 48.32
19.68 | 39.36 | 7.48 | 0.10709 | 39.36
12.68 | 25.36 | 7.48 | 0.10709 | 25.36
10.56 | 21.12 | 7.48 | 0.10709 | 21.12
11.28 | 22.56 | 7.48 | 0.10709 | 22.56
13.8 | 27.6 | 7.48 | 0.10709 | 27.6
15.92 | 31.84 | 7.48 | 0.10709 | 31.84
16.2 | 32.4 | 7.48 | 0.10709 | 32.4
17.28 | 34.56 | 7.48 | 0.10709 | 34.56
17.44 | 34.88 | 7.48 | 0.10709 | 34.88
17.84 | 35.68 | 7.48 | 0.10709 | 35.68
24.8 | 49.6 | 7.48 | 0.10709 | 49.6
25.08 | 50.16 | 7.48 | 0.10709 | 50.16
25 | 50 | 7.48 | 0.12502 | 50
24.72 | 49.44 | 7.48 | 0.12502 | 49.44
24.16 | 48.32 | 7.48 | 0.12502 | 48.32
27.24 | 54.48 | 12.23 | 0.12502 | 54.48
30.48 | 60.96 | 12.23 | 0.12502 | 60.96
31.76 | 63.52 | 12.23 | 0.12502 | 63.52
31.4 | 62.8 | 12.23 | 0.12502 | 62.8
26.48 | 52.96 | 7.48 | 0.12502 | 52.96
22.16 | 44.32 | 7.48 | 0.12502 | 44.32
16.84 | 33.68 | 7.48 | 0.12502 | 33.68
17.24 | 34.48 | 7.48 | 0.10709 | 34.48
20.4 | 40.8 | 7.48 | 0.10709 | 40.8
22.4 | 44.8 | 7.48 | 0.10709 | 44.8
16 | 32 | 7.48 | 0.10709 | 32
13.12 | 26.24 | 7.48 | 0.10709 | 26.24
13.04 | 26.08 | 7.48 | 0.10709 | 26.08
15.68 | 31.36 | 7.48 | 0.10709 | 31.36
17.8 | 35.6 | 7.48 | 0.10709 | 35.6
17.96 | 35.92 | 7.48 | 0.10709 | 35.92
17.68 | 35.36 | 7.48 | 0.10709 | 35.36
24.88 | 49.76 | 7.48 | 0.10709 | 49.76
24.52 | 49.04 | 7.48 | 0.10709 | 49.04
29.08 | 58.16 | 7.48 | 0.10709 | 58.16
30.64 | 61.28 | 7.48 | 0.10709 | 61.28
31.36 | 62.72 | 7.48 | 0.12502 | 62.72
33.36 | 66.72 | 7.48 | 0.12502 | 66.72
30 | 60 | 7.48 | 0.12502 | 60
33.4 | 66.8 | 12.23 | 0.12502 | 66.8
36.24 | 72.48 | 12.23 | 0.12502 | 72.48
36.84 | 73.68 | 12.23 | 0.12502 | 73.68
37.08 | 74.16 | 12.23 | 0.12502 | 74.16
33.48 | 66.96 | 7.48 | 0.12502 | 66.96
28.88 | 57.76 | 7.48 | 0.12502 | 57.76
29.2 | 58.4 | 7.48 | 0.12502 | 58.4
28.16 | 56.32 | 7.48 | 0.10709 | 56.32
26 | 52 | 7.48 | 0.10709 | 52
18.92 | 37.84 | 7.48 | 0.10709 | 37.84
12.56 | 25.12 | 7.48 | 0.10709 | 25.12
10.48 | 20.96 | 7.48 | 0.10709 | 20.96
10.44 | 20.88 | 7.48 | 0.10709 | 20.88
12.72 | 25.44 | 7.48 | 0.10709 | 25.44
15.36 | 30.72 | 7.48 | 0.10709 | 30.72
15.76 | 31.52 | 7.48 | 0.10709 | 31.52
18.08 | 36.16 | 7.48 | 0.10709 | 36.16
25.52 | 51.04 | 7.48 | 0.10709 | 51.04
24.76 | 49.52 | 7.48 | 0.10709 | 49.52
29.24 | 58.48 | 7.48 | 0.10709 | 58.48
33.84 | 67.68 | 7.48 | 0.10709 | 67.68
34.64 | 69.28 | 7.48 | 0.12502 | 69.28
31.84 | 63.68 | 7.48 | 0.12502 | 63.68
29.88 | 59.76 | 7.48 | 0.12502 | 59.76
28.36 | 56.72 | 12.23 | 0.12502 | 56.72
27.8 | 55.6 | 12.23 | 0.12502 | 55.6
27.6 | 55.2 | 12.23 | 0.12502 | 55.2
27.32 | 54.64 | 12.23 | 0.12502 | 54.64
27.04 | 54.08 | 7.48 | 0.12502 | 54.08
28.12 | 56.24 | 7.48 | 0.12502 | 56.24
27.48 | 54.96 | 7.48 | 0.12502 | 54.96
25.52 | 51.04 | 7.48 | 0.10709 | 51.04
24.96 | 49.92 | 7.48 | 0.10709 | 49.92
17.44 | 34.88 | 7.48 | 0.10709 | 34.88
12.24 | 24.48 | 7.48 | 0.10709 | 24.48
10.6 | 21.2 | 7.48 | 0.10709 | 21.2
9.84 | 19.68 | 7.48 | 0.10709 | 19.68
11.48 | 22.96 | 7.48 | 0.10709 | 22.96
14.4 | 28.8 | 7.48 | 0.10709 | 28.8
15.76 | 31.52 | 7.48 | 0.10709 | 31.52
16.52 | 33.04 | 7.48 | 0.10709 | 33.04
22.6 | 45.2 | 7.48 | 0.10709 | 45.2
25.6 | 51.2 | 7.48 | 0.10709 | 51.2
26.2 | 52.4 | 7.48 | 0.10709 | 52.4
28.52 | 57.04 | 7.48 | 0.10709 | 57.04
33.28 | 66.56 | 7.48 | 0.12502 | 66.56
32.4 | 64.8 | 7.48 | 0.12502 | 64.8
30.16 | 60.32 | 7.48 | 0.12502 | 60.32
28.88 | 57.76 | 12.23 | 0.12502 | 57.76
30.16 | 60.32 | 12.23 | 0.12502 | 60.32
27.24 | 54.48 | 12.23 | 0.12502 | 54.48
29.08 | 58.16 | 12.23 | 0.12502 | 58.16
31 | 62 | 7.48 | 0.12502 | 62
30.44 | 60.88 | 7.48 | 0.12502 | 60.88
27.44 | 54.88 | 7.48 | 0.12502 | 54.88
26.32 | 52.64 | 7.48 | 0.10709 | 52.64
25.96 | 51.92 | 7.48 | 0.10709 | 51.92
22.76 | 45.52 | 7.48 | 0.10709 | 45.52
16.88 | 33.76 | 7.48 | 0.10709 | 33.76
15.32 | 30.64 | 7.48 | 0.10709 | 30.64
14.28 | 28.56 | 7.48 | 0.10709 | 28.56
14 | 28 | 7.48 | 0.10709 | 28
18.28 | 36.56 | 7.48 | 0.10709 | 36.56
18.32 | 36.64 | 7.48 | 0.10709 | 36.64
15.88 | 31.76 | 7.48 | 0.10709 | 31.76
23.16 | 46.32 | 7.48 | 0.10709 | 46.32
25.68 | 51.36 | 7.48 | 0.10709 | 51.36
29.28 | 58.56 | 7.48 | 0.10709 | 58.56
27.84 | 55.68 | 7.48 | 0.10709 | 55.68
30.72 | 61.44 | 7.48 | 0.12502 | 61.44
31.44 | 62.88 | 7.48 | 0.12502 | 62.88
28.36 | 56.72 | 7.48 | 0.12502 | 56.72
26.4 | 52.8 | 12.23 | 0.12502 | 52.8
25.72 | 51.44 | 12.23 | 0.12502 | 51.44
26.56 | 53.12 | 12.23 | 0.12502 | 53.12
26.4 | 52.8 | 12.23 | 0.12502 | 52.8
26.96 | 53.92 | 7.48 | 0.12502 | 53.92
27.96 | 55.92 | 7.48 | 0.12502 | 55.92
28.2 | 56.4 | 7.48 | 0.12502 | 56.4
27.36 | 54.72 | 7.48 | 0.10709 | 54.72
27.4 | 54.8 | 7.48 | 0.10709 | 54.8
24.92 | 49.84 | 7.48 | 0.10709 | 49.84
17.4 | 34.8 | 7.48 | 0.10709 | 34.8
15.52 | 31.04 | 7.48 | 0.10709 | 31.04
15 | 30 | 7.48 | 0.10709 | 30
15.36 | 30.72 | 7.48 | 0.10709 | 30.72
18.48 | 36.96 | 7.48 | 0.10709 | 36.96
16.28 | 32.56 | 7.48 | 0.10709 | 32.56
16.36 | 32.72 | 7.48 | 0.10709 | 32.72
24.2 | 48.4 | 7.48 | 0.10709 | 48.4
27.8 | 55.6 | 7.48 | 0.10709 | 55.6
30.36 | 60.72 | 7.48 | 0.10709 | 60.72
33.72 | 67.44 | 7.48 | 0.10709 | 67.44
31.72 | 63.44 | 7.48 | 0.10709 | 63.44
30.8 | 61.6 | 7.48 | 0.10709 | 61.6
30.24 | 60.48 | 7.48 | 0.10709 | 60.48
27.28 | 54.56 | 7.48 | 0.10709 | 54.56
26.84 | 53.68 | 7.48 | 0.10709 | 53.68
26.84 | 53.68 | 7.48 | 0.10709 | 53.68
25.68 | 51.36 | 7.48 | 0.10709 | 51.36
25.72 | 51.44 | 7.48 | 0.10709 | 51.44
28.68 | 57.36 | 7.48 | 0.10709 | 57.36
24.96 | 49.92 | 7.48 | 0.10709 | 49.92
22.16 | 44.32 | 7.48 | 0.10709 | 44.32
20.92 | 41.84 | 7.48 | 0.10709 | 41.84
19.16 | 38.32 | 7.48 | 0.10709 | 38.32
13.04 | 26.08 | 7.48 | 0.10709 | 26.08
12.84 | 25.68 | 7.48 | 0.10709 | 25.68
15.24 | 30.48 | 7.48 | 0.10709 | 30.48
13.6 | 27.2 | 7.48 | 0.10709 | 27.2
13.84 | 27.68 | 7.48 | 0.10709 | 27.68
15.04 | 30.08 | 7.48 | 0.10709 | 30.08
16.08 | 32.16 | 7.48 | 0.10709 | 32.16
17.52 | 35.04 | 7.48 | 0.10709 | 35.04
18.44 | 36.88 | 7.48 | 0.10709 | 36.88
20.04 | 40.08 | 7.48 | 0.10709 | 40.08
21.32 | 42.64 | 7.48 | 0.10709 | 42.64
21.24 | 42.48 | 7.48 | 0.10709 | 42.48
21.68 | 43.36 | 7.48 | 0.10709 | 43.36
22.08 | 44.16 | 7.48 | 0.10709 | 44.16
27 | 54 | 7.48 | 0.10709 | 54
27.44 | 54.88 | 7.48 | 0.10709 | 54.88
28.32 | 56.64 | 7.48 | 0.10709 | 56.64
28.24 | 56.48 | 7.48 | 0.10709 | 56.48
27.96 | 55.92 | 7.48 | 0.10709 | 55.92
28.72 | 57.44 | 7.48 | 0.10709 | 57.44
29.2 | 58.4 | 7.48 | 0.10709 | 58.4
24.48 | 48.96 | 7.48 | 0.10709 | 48.96
18.84 | 37.68 | 7.48 | 0.10709 | 37.68
17.64 | 35.28 | 7.48 | 0.10709 | 35.28
12.28 | 24.56 | 7.48 | 0.10709 | 24.56
12.92 | 25.84 | 7.48 | 0.10709 | 25.84
15.2 | 30.4 | 7.48 | 0.10709 | 30.4
14 | 28 | 7.48 | 0.10709 | 28
15.84 | 31.68 | 7.48 | 0.10709 | 31.68
15.84 | 31.68 | 7.48 | 0.10709 | 31.68
16.32 | 32.64 | 7.48 | 0.10709 | 32.64
16.52 | 33.04 | 7.48 | 0.10709 | 33.04
18.2 | 36.4 | 7.48 | 0.10709 | 36.4
23.92 | 47.84 | 7.48 | 0.10709 | 47.84
24.44 | 48.88 | 7.48 | 0.10709 | 48.88
24.84 | 49.68 | 7.48 | 0.12502 | 49.68
24.84 | 49.68 | 7.48 | 0.12502 | 49.68
24.36 | 48.72 | 7.48 | 0.12502 | 48.72
25.2 | 50.4 | 12.23 | 0.12502 | 50.4
26.36 | 52.72 | 12.23 | 0.12502 | 52.72
26.76 | 53.52 | 12.23 | 0.12502 | 53.52
25.08 | 50.16 | 12.23 | 0.12502 | 50.16
24.28 | 48.56 | 7.48 | 0.12502 | 48.56
23.04 | 46.08 | 7.48 | 0.12502 | 46.08
19.6 | 39.2 | 7.48 | 0.12502 | 39.2
17.08 | 34.16 | 7.48 | 0.10709 | 34.16
20.32 | 40.64 | 7.48 | 0.10709 | 40.64
19.72 | 39.44 | 7.48 | 0.10709 | 39.44
12.96 | 25.92 | 7.48 | 0.10709 | 25.92
10.84 | 21.68 | 7.48 | 0.10709 | 21.68
11.32 | 22.64 | 7.48 | 0.10709 | 22.64
13.2 | 26.4 | 7.48 | 0.10709 | 26.4
16.08 | 32.16 | 7.48 | 0.10709 | 32.16
16.04 | 32.08 | 7.48 | 0.10709 | 32.08
18.52 | 37.04 | 7.48 | 0.10709 | 37.04
23.76 | 47.52 | 7.48 | 0.10709 | 47.52
24.24 | 48.48 | 7.48 | 0.10709 | 48.48
28 | 56 | 7.48 | 0.10709 | 56
28.4 | 56.8 | 7.48 | 0.10709 | 56.8
32.4 | 64.8 | 7.48 | 0.12502 | 64.8
33.92 | 67.84 | 7.48 | 0.12502 | 67.84
30.44 | 60.88 | 7.48 | 0.12502 | 60.88
31.32 | 62.64 | 12.23 | 0.12502 | 62.64
35.92 | 71.84 | 12.23 | 0.12502 | 71.84
37.6 | 75.2 | 12.23 | 0.12502 | 75.2
36 | 72 | 12.23 | 0.12502 | 72
37.52 | 75.04 | 7.48 | 0.12502 | 75.04
31.68 | 63.36 | 7.48 | 0.12502 | 63.36
29.24 | 58.48 | 7.48 | 0.12502 | 58.48
28.28 | 56.56 | 7.48 | 0.10709 | 56.56
26.84 | 53.68 | 7.48 | 0.10709 | 53.68
19.2 | 38.4 | 7.48 | 0.10709 | 38.4
12.88 | 25.76 | 7.48 | 0.10709 | 25.76
10.6 | 21.2 | 7.48 | 0.10709 | 21.2
10.64 | 21.28 | 7.48 | 0.10709 | 21.28
12.16 | 24.32 | 7.48 | 0.10709 | 24.32
15.48 | 30.96 | 7.48 | 0.10709 | 30.96
17.08 | 34.16 | 7.48 | 0.10709 | 34.16
19.84 | 39.68 | 7.48 | 0.10709 | 39.68
26.72 | 53.44 | 7.48 | 0.10709 | 53.44
27.12 | 54.24 | 7.48 | 0.10709 | 54.24
29.68 | 59.36 | 7.48 | 0.10709 | 59.36
30.24 | 60.48 | 7.48 | 0.10709 | 60.48
31.12 | 62.24 | 7.48 | 0.12502 | 62.24
31.68 | 63.36 | 7.48 | 0.12502 | 63.36
34.44 | 68.88 | 7.48 | 0.12502 | 68.88
35.32 | 70.64 | 12.23 | 0.12502 | 70.64
36.88 | 73.76 | 12.23 | 0.12502 | 73.76
34.92 | 69.84 | 12.23 | 0.12502 | 69.84
33.96 | 67.92 | 12.23 | 0.12502 | 67.92
35.32 | 70.64 | 7.48 | 0.12502 | 70.64
30.36 | 60.72 | 7.48 | 0.12502 | 60.72
27.88 | 55.76 | 7.48 | 0.12502 | 55.76
23.92 | 47.84 | 7.48 | 0.10709 | 47.84
25 | 50 | 7.48 | 0.10709 | 50
22.68 | 45.36 | 7.48 | 0.10709 | 45.36
17.44 | 34.88 | 7.48 | 0.10709 | 34.88
15.44 | 30.88 | 7.48 | 0.10709 | 30.88
15.28 | 30.56 | 7.48 | 0.10709 | 30.56
16.92 | 33.84 | 7.48 | 0.10709 | 33.84
19.84 | 39.68 | 7.48 | 0.10709 | 39.68
20.68 | 41.36 | 7.48 | 0.10709 | 41.36
21.92 | 43.84 | 7.48 | 0.10709 | 43.84
23.4 | 46.8 | 7.48 | 0.10709 | 46.8
26.64 | 53.28 | 7.48 | 0.10709 | 53.28
28.36 | 56.72 | 7.48 | 0.10709 | 56.72
31.8 | 63.6 | 7.48 | 0.10709 | 63.6
33.28 | 66.56 | 7.48 | 0.12502 | 66.56
34.2 | 68.4 | 7.48 | 0.12502 | 68.4
33.16 | 66.32 | 7.48 | 0.12502 | 66.32
37.88 | 75.76 | 12.23 | 0.12502 | 75.76
38.16 | 76.32 | 12.23 | 0.12502 | 76.32
30.4 | 60.8 | 12.23 | 0.12502 | 60.8
28.56 | 57.12 | 12.23 | 0.12502 | 57.12
30.24 | 60.48 | 7.48 | 0.12502 | 60.48
30.88 | 61.76 | 7.48 | 0.12502 | 61.76
26.56 | 53.12 | 7.48 | 0.12502 | 53.12
26.08 | 52.16 | 7.48 | 0.10709 | 52.16
24.6 | 49.2 | 7.48 | 0.10709 | 49.2
23.52 | 47.04 | 7.48 | 0.10709 | 47.04
17.56 | 35.12 | 7.48 | 0.10709 | 35.12
15.28 | 30.56 | 7.48 | 0.10709 | 30.56
15.04 | 30.08 | 7.48 | 0.10709 | 30.08
16.08 | 32.16 | 7.48 | 0.10709 | 32.16
19.44 | 38.88 | 7.48 | 0.10709 | 38.88
20.64 | 41.28 | 7.48 | 0.10709 | 41.28
18.2 | 36.4 | 7.48 | 0.10709 | 36.4
23.36 | 46.72 | 7.48 | 0.10709 | 46.72
25.32 | 50.64 | 7.48 | 0.10709 | 50.64
28.48 | 56.96 | 7.48 | 0.10709 | 56.96
31.08 | 62.16 | 7.48 | 0.10709 | 62.16
35.16 | 70.32 | 7.48 | 0.12502 | 70.32
32.6 | 65.2 | 7.48 | 0.12502 | 65.2
39.84 | 79.68 | 7.48 | 0.12502 | 79.68
39.72 | 79.44 | 12.23 | 0.12502 | 79.44
40.72 | 81.44 | 12.23 | 0.12502 | 81.44
40.32 | 80.64 | 12.23 | 0.12502 | 80.64
37.88 | 75.76 | 12.23 | 0.12502 | 75.76
34.64 | 69.28 | 7.48 | 0.12502 | 69.28
30.8 | 61.6 | 7.48 | 0.12502 | 61.6
31.68 | 63.36 | 7.48 | 0.12502 | 63.36
28.72 | 57.44 | 7.48 | 0.10709 | 57.44
28.16 | 56.32 | 7.48 | 0.10709 | 56.32
25.44 | 50.88 | 7.48 | 0.10709 | 50.88
18 | 36 | 7.48 | 0.10709 | 36
16.48 | 32.96 | 7.48 | 0.10709 | 32.96
16.32 | 32.64 | 7.48 | 0.10709 | 32.64
16.76 | 33.52 | 7.48 | 0.10709 | 33.52
20.08 | 40.16 | 7.48 | 0.10709 | 40.16
20.44 | 40.88 | 7.48 | 0.10709 | 40.88
17.64 | 35.28 | 7.48 | 0.10709 | 35.28
24.44 | 48.88 | 7.48 | 0.10709 | 48.88
26.52 | 53.04 | 7.48 | 0.10709 | 53.04
29.24 | 58.48 | 7.48 | 0.10709 | 58.48
29.36 | 58.72 | 7.48 | 0.10709 | 58.72
33.24 | 66.48 | 7.48 | 0.10709 | 66.48
34.48 | 68.96 | 7.48 | 0.10709 | 68.96
35.12 | 70.24 | 7.48 | 0.10709 | 70.24
40.08 | 80.16 | 7.48 | 0.10709 | 80.16
41.92 | 83.84 | 7.48 | 0.10709 | 83.84
42.2 | 84.4 | 7.48 | 0.10709 | 84.4
41.52 | 83.04 | 7.48 | 0.10709 | 83.04
36.44 | 72.88 | 7.48 | 0.10709 | 72.88
31.52 | 63.04 | 7.48 | 0.10709 | 63.04
24.2 | 48.4 | 7.48 | 0.10709 | 48.4
24.12 | 48.24 | 7.48 | 0.10709 | 48.24
24.36 | 48.72 | 7.48 | 0.10709 | 48.72
21.44 | 42.88 | 7.48 | 0.10709 | 42.88
15.12 | 30.24 | 7.48 | 0.10709 | 30.24
12.2 | 24.4 | 7.48 | 0.10709 | 24.4
13.68 | 27.36 | 7.48 | 0.10709 | 27.36
12.52 | 25.04 | 7.48 | 0.10709 | 25.04
15.64 | 31.28 | 7.48 | 0.10709 | 31.28
15.64 | 31.28 | 7.48 | 0.10709 | 31.28
16.36 | 32.72 | 7.48 | 0.10709 | 32.72
16.84 | 33.68 | 7.48 | 0.10709 | 33.68
22.84 | 45.68 | 7.48 | 0.10709 | 45.68
24.6 | 49.2 | 7.48 | 0.10709 | 49.2
26.4 | 52.8 | 7.48 | 0.10709 | 52.8
27.48 | 54.96 | 7.48 | 0.10709 | 54.96
30.84 | 61.68 | 7.48 | 0.10709 | 61.68
40.08 | 80.16 | 7.48 | 0.10709 | 80.16
40.16 | 80.32 | 7.48 | 0.10709 | 80.32
43.6 | 87.2 | 7.48 | 0.10709 | 87.2
43.52 | 87.04 | 7.48 | 0.10709 | 87.04
43.96 | 87.92 | 7.48 | 0.10709 | 87.92
39.12 | 78.24 | 7.48 | 0.10709 | 78.24
23.36 | 46.72 | 7.48 | 0.10709 | 46.72
22.36 | 44.72 | 7.48 | 0.10709 | 44.72
23.36 | 46.72 | 7.48 | 0.10709 | 46.72
23.12 | 46.24 | 7.48 | 0.10709 | 46.24
21.6 | 43.2 | 7.48 | 0.10709 | 43.2
18.4 | 36.8 | 7.48 | 0.10709 | 36.8
16.08 | 32.16 | 7.48 | 0.10709 | 32.16
12.08 | 24.16 | 7.48 | 0.10709 | 24.16
11.8 | 23.6 | 7.48 | 0.10709 | 23.6
14.76 | 29.52 | 7.48 | 0.10709 | 29.52
16.72 | 33.44 | 7.48 | 0.10709 | 33.44
17.32 | 34.64 | 7.48 | 0.10709 | 34.64
16.92 | 33.84 | 7.48 | 0.10709 | 33.84
17.36 | 34.72 | 7.48 | 0.10709 | 34.72
24.04 | 48.08 | 7.48 | 0.10709 | 48.08
24.2 | 48.4 | 7.48 | 0.10709 | 48.4
24.56 | 49.12 | 7.48 | 0.12502 | 49.12
23.84 | 47.68 | 7.48 | 0.12502 | 47.68
24.16 | 48.32 | 7.48 | 0.12502 | 48.32
25.88 | 51.76 | 12.23 | 0.12502 | 51.76
27.56 | 55.12 | 12.23 | 0.12502 | 55.12
25.28 | 50.56 | 12.23 | 0.12502 | 50.56
23.44 | 46.88 | 12.23 | 0.12502 | 46.88
23.8 | 47.6 | 7.48 | 0.12502 | 47.6
22.8 | 45.6 | 7.48 | 0.12502 | 45.6
19.96 | 39.92 | 7.48 | 0.12502 | 39.92
17.96 | 35.92 | 7.48 | 0.10709 | 35.92
19.16 | 38.32 | 7.48 | 0.10709 | 38.32
19.52 | 39.04 | 7.48 | 0.10709 | 39.04
12.16 | 24.32 | 7.48 | 0.10709 | 24.32
10.52 | 21.04 | 7.48 | 0.10709 | 21.04
10.2 | 20.4 | 7.48 | 0.10709 | 20.4
11.44 | 22.88 | 7.48 | 0.10709 | 22.88
14.8 | 29.6 | 7.48 | 0.10709 | 29.6
15.84 | 31.68 | 7.48 | 0.10709 | 31.68
15.72 | 31.44 | 7.48 | 0.10709 | 31.44
22.92 | 45.84 | 7.48 | 0.10709 | 45.84
24.32 | 48.64 | 7.48 | 0.10709 | 48.64
29.16 | 58.32 | 7.48 | 0.10709 | 58.32
30.36 | 60.72 | 7.48 | 0.10709 | 60.72
32.92 | 65.84 | 7.48 | 0.12502 | 65.84
36.28 | 72.56 | 7.48 | 0.12502 | 72.56
32.24 | 64.48 | 7.48 | 0.12502 | 64.48
28.32 | 56.64 | 12.23 | 0.12502 | 56.64
28.32 | 56.64 | 12.23 | 0.12502 | 56.64
29.2 | 58.4 | 12.23 | 0.12502 | 58.4
28.68 | 57.36 | 12.23 | 0.12502 | 57.36
26.48 | 52.96 | 7.48 | 0.12502 | 52.96
29 | 58 | 7.48 | 0.12502 | 58
30 | 60 | 7.48 | 0.12502 | 60
28 | 56 | 7.48 | 0.10709 | 56
26.36 | 52.72 | 7.48 | 0.10709 | 52.72
22.24 | 44.48 | 7.48 | 0.10709 | 44.48
13.04 | 26.08 | 7.48 | 0.10709 | 26.08
10.28 | 20.56 | 7.48 | 0.10709 | 20.56
11 | 22 | 7.48 | 0.10709 | 22
12.6 | 25.2 | 7.48 | 0.10709 | 25.2
15.4 | 30.8 | 7.48 | 0.10709 | 30.8
16.72 | 33.44 | 7.48 | 0.10709 | 33.44
18.6 | 37.2 | 7.48 | 0.10709 | 37.2
24.4 | 48.8 | 7.48 | 0.10709 | 48.8
26.84 | 53.68 | 7.48 | 0.10709 | 53.68
28.28 | 56.56 | 7.48 | 0.10709 | 56.56
29.4 | 58.8 | 7.48 | 0.10709 | 58.8
34 | 68 | 7.48 | 0.12502 | 68
32.52 | 65.04 | 7.48 | 0.12502 | 65.04
30.48 | 60.96 | 7.48 | 0.12502 | 60.96
33.44 | 66.88 | 12.23 | 0.12502 | 66.88
34.2 | 68.4 | 12.23 | 0.12502 | 68.4
36.36 | 72.72 | 12.23 | 0.12502 | 72.72
36.24 | 72.48 | 12.23 | 0.12502 | 72.48
29.76 | 59.52 | 7.48 | 0.12502 | 59.52
27.04 | 54.08 | 7.48 | 0.12502 | 54.08
27.04 | 54.08 | 7.48 | 0.12502 | 54.08
26.12 | 52.24 | 7.48 | 0.10709 | 52.24
24.4 | 48.8 | 7.48 | 0.10709 | 48.8
19.16 | 38.32 | 7.48 | 0.10709 | 38.32
12.28 | 24.56 | 7.48 | 0.10709 | 24.56
14.28 | 28.56 | 7.48 | 0.10709 | 28.56
15.68 | 31.36 | 7.48 | 0.10709 | 31.36
16.72 | 33.44 | 7.48 | 0.10709 | 33.44
17.12 | 34.24 | 7.48 | 0.10709 | 34.24
16.36 | 32.72 | 7.48 | 0.10709 | 32.72
16.72 | 33.44 | 7.48 | 0.10709 | 33.44
23.72 | 47.44 | 7.48 | 0.10709 | 47.44
27.68 | 55.36 | 7.48 | 0.10709 | 55.36
27.56 | 55.12 | 7.48 | 0.10709 | 55.12
29.28 | 58.56 | 7.48 | 0.10709 | 58.56
31.4 | 62.8 | 7.48 | 0.12502 | 62.8
32.8 | 65.6 | 7.48 | 0.12502 | 65.6
31 | 62 | 7.48 | 0.12502 | 62
28.88 | 57.76 | 12.23 | 0.12502 | 57.76
28.48 | 56.96 | 12.23 | 0.12502 | 56.96
27.04 | 54.08 | 12.23 | 0.12502 | 54.08
28.44 | 56.88 | 12.23 | 0.12502 | 56.88
27.12 | 54.24 | 7.48 | 0.12502 | 54.24
27.84 | 55.68 | 7.48 | 0.12502 | 55.68
26.4 | 52.8 | 7.48 | 0.12502 | 52.8
26 | 52 | 7.48 | 0.10709 | 52
25.84 | 51.68 | 7.48 | 0.10709 | 51.68
23.24 | 46.48 | 7.48 | 0.10709 | 46.48
16.96 | 33.92 | 7.48 | 0.10709 | 33.92
15.12 | 30.24 | 7.48 | 0.10709 | 30.24
10.52 | 21.04 | 7.48 | 0.10709 | 21.04
12.16 | 24.32 | 7.48 | 0.10709 | 24.32
14.28 | 28.56 | 7.48 | 0.10709 | 28.56
15.16 | 30.32 | 7.48 | 0.10709 | 30.32
15.92 | 31.84 | 7.48 | 0.10709 | 31.84
22.44 | 44.88 | 7.48 | 0.10709 | 44.88
25.64 | 51.28 | 7.48 | 0.10709 | 51.28
28.56 | 57.12 | 7.48 | 0.10709 | 57.12
29.2 | 58.4 | 7.48 | 0.10709 | 58.4
29.52 | 59.04 | 7.48 | 0.12502 | 59.04
32.56 | 65.12 | 7.48 | 0.12502 | 65.12
30.32 | 60.64 | 7.48 | 0.12502 | 60.64
29.24 | 58.48 | 12.23 | 0.12502 | 58.48
27.44 | 54.88 | 12.23 | 0.12502 | 54.88
26.72 | 53.44 | 12.23 | 0.12502 | 53.44
27.36 | 54.72 | 12.23 | 0.12502 | 54.72
27.56 | 55.12 | 7.48 | 0.12502 | 55.12
27.48 | 54.96 | 7.48 | 0.12502 | 54.96
27.44 | 54.88 | 7.48 | 0.12502 | 54.88
27.28 | 54.56 | 7.48 | 0.10709 | 54.56
27.56 | 55.12 | 7.48 | 0.10709 | 55.12
25.84 | 51.68 | 7.48 | 0.10709 | 51.68
18 | 36 | 7.48 | 0.10709 | 36
16.16 | 32.32 | 7.48 | 0.10709 | 32.32
15.36 | 30.72 | 7.48 | 0.10709 | 30.72
16.08 | 32.16 | 7.48 | 0.10709 | 32.16
15.6 | 31.2 | 7.48 | 0.10709 | 31.2
14.36 | 28.72 | 7.48 | 0.10709 | 28.72
16.32 | 32.64 | 7.48 | 0.10709 | 32.64
23.72 | 47.44 | 7.48 | 0.10709 | 47.44
26.56 | 53.12 | 7.48 | 0.10709 | 53.12
29.16 | 58.32 | 7.48 | 0.10709 | 58.32
31.56 | 63.12 | 7.48 | 0.10709 | 63.12
33.6 | 67.2 | 7.48 | 0.10709 | 67.2
33.52 | 67.04 | 7.48 | 0.10709 | 67.04
33.12 | 66.24 | 7.48 | 0.10709 | 66.24
30.76 | 61.52 | 7.48 | 0.10709 | 61.52
26.48 | 52.96 | 7.48 | 0.10709 | 52.96
26.6 | 53.2 | 7.48 | 0.10709 | 53.2
26.4 | 52.8 | 7.48 | 0.10709 | 52.8
27.24 | 54.48 | 7.48 | 0.10709 | 54.48
27.96 | 55.92 | 7.48 | 0.10709 | 55.92
28.4 | 56.8 | 7.48 | 0.10709 | 56.8
27.28 | 54.56 | 7.48 | 0.10709 | 54.56
23.76 | 47.52 | 7.48 | 0.10709 | 47.52
20.12 | 40.24 | 7.48 | 0.10709 | 40.24
14.44 | 28.88 | 7.48 | 0.10709 | 28.88
11.08 | 22.16 | 7.48 | 0.10709 | 22.16
11.24 | 22.48 | 7.48 | 0.10709 | 22.48
13.48 | 26.96 | 7.48 | 0.10709 | 26.96
13.88 | 27.76 | 7.48 | 0.10709 | 27.76
13.52 | 27.04 | 7.48 | 0.10709 | 27.04
15.2 | 30.4 | 7.48 | 0.10709 | 30.4
18.88 | 37.76 | 7.48 | 0.10709 | 37.76
24.28 | 48.56 | 7.48 | 0.10709 | 48.56
23.32 | 46.64 | 7.48 | 0.10709 | 46.64
22.96 | 45.92 | 7.48 | 0.10709 | 45.92
24.12 | 48.24 | 7.48 | 0.10709 | 48.24
26.4 | 52.8 | 7.48 | 0.10709 | 52.8
25.72 | 51.44 | 7.48 | 0.10709 | 51.44
25.72 | 51.44 | 7.48 | 0.10709 | 51.44
25.16 | 50.32 | 7.48 | 0.10709 | 50.32
25.44 | 50.88 | 7.48 | 0.10709 | 50.88
26.16 | 52.32 | 7.48 | 0.10709 | 52.32
25.4 | 50.8 | 7.48 | 0.10709 | 50.8
24.32 | 48.64 | 7.48 | 0.10709 | 48.64
24.8 | 49.6 | 7.48 | 0.10709 | 49.6
25.24 | 50.48 | 7.48 | 0.10709 | 50.48
25.36 | 50.72 | 7.48 | 0.10709 | 50.72
23.68 | 47.36 | 7.48 | 0.10709 | 47.36
18.24 | 36.48 | 7.48 | 0.10709 | 36.48
18.04 | 36.08 | 7.48 | 0.10709 | 36.08
12.88 | 25.76 | 7.48 | 0.10709 | 25.76
12.6 | 25.2 | 7.48 | 0.10709 | 25.2
13.2 | 26.4 | 7.48 | 0.10709 | 26.4
14.72 | 29.44 | 7.48 | 0.10709 | 29.44
17.44 | 34.88 | 7.48 | 0.10709 | 34.88
17.6 | 35.2 | 7.48 | 0.10709 | 35.2
18.44 | 36.88 | 7.48 | 0.10709 | 36.88
23.72 | 47.44 | 7.48 | 0.10709 | 47.44
25.32 | 50.64 | 7.48 | 0.10709 | 50.64
24.04 | 48.08 | 7.48 | 0.12502 | 48.08
24.2 | 48.4 | 7.48 | 0.12502 | 48.4
23.24 | 46.48 | 7.48 | 0.12502 | 46.48
24.12 | 48.24 | 12.23 | 0.12502 | 48.24
23.88 | 47.76 | 12.23 | 0.12502 | 47.76
23 | 46 | 12.23 | 0.12502 | 46
23.64 | 47.28 | 12.23 | 0.12502 | 47.28
25.16 | 50.32 | 7.48 | 0.12502 | 50.32
25.4 | 50.8 | 7.48 | 0.12502 | 50.8
21.64 | 43.28 | 7.48 | 0.12502 | 43.28
18.76 | 37.52 | 7.48 | 0.10709 | 37.52
20.6267 | 41.2533 | 7.48 | 0.10709 | 41.2533
20.5467 | 41.0933 | 7.48 | 0.10709 | 41.0933
13.7067 | 27.4133 | 7.48 | 0.10709 | 27.4133
11.4933 | 22.9867 | 7.48 | 0.10709 | 22.9867
11.52 | 23.04 | 7.48 | 0.10709 | 23.04
13.44 | 26.88 | 7.48 | 0.10709 | 26.88
16.2267 | 32.4533 | 7.48 | 0.10709 | 32.4533
16.6133 | 33.2267 | 7.48 | 0.10709 | 33.2267
17.3067 | 34.6133 | 7.48 | 0.10709 | 34.6133
23.8533 | 47.7067 | 7.48 | 0.10709 | 47.7067
26.28 | 52.56 | 7.48 | 0.10709 | 52.56
29.44 | 58.88 | 7.48 | 0.10709 | 58.88
32.48 | 64.96 | 7.48 | 0.10709 | 64.96
32.88 | 65.76 | 7.48 | 0.12502 | 65.76
34.6 | 69.2 | 7.48 | 0.12502 | 69.2
27.68 | 55.36 | 7.48 | 0.12502 | 55.36
25.88 | 51.76 | 12.23 | 0.12502 | 51.76
25.48 | 50.96 | 12.23 | 0.12502 | 50.96
24.84 | 49.68 | 12.23 | 0.12502 | 49.68
24.76 | 49.52 | 12.23 | 0.12502 | 49.52
26.68 | 53.36 | 7.48 | 0.12502 | 53.36
29.44 | 58.88 | 7.48 | 0.12502 | 58.88
30.48 | 60.96 | 7.48 | 0.12502 | 60.96
29.16 | 58.32 | 7.48 | 0.10709 | 58.32
26.96 | 53.92 | 7.48 | 0.10709 | 53.92
21.52 | 43.04 | 7.48 | 0.10709 | 43.04
15.2 | 30.4 | 7.48 | 0.10709 | 30.4
14.16 | 28.32 | 7.48 | 0.10709 | 28.32
13.04 | 26.08 | 7.48 | 0.10709 | 26.08
13.84 | 27.68 | 7.48 | 0.10709 | 27.68
14.24 | 28.48 | 7.48 | 0.10709 | 28.48
16.04 | 32.08 | 7.48 | 0.10709 | 32.08
18.68 | 37.36 | 7.48 | 0.10709 | 37.36
24.68 | 49.36 | 7.48 | 0.10709 | 49.36
27 | 54 | 7.48 | 0.10709 | 54
27.04 | 54.08 | 7.48 | 0.10709 | 54.08
29.96 | 59.92 | 7.48 | 0.10709 | 59.92
35.32 | 70.64 | 7.48 | 0.12502 | 70.64
33.36 | 66.72 | 7.48 | 0.12502 | 66.72
29.56 | 59.12 | 7.48 | 0.12502 | 59.12
27.72 | 55.44 | 12.23 | 0.12502 | 55.44
28.16 | 56.32 | 12.23 | 0.12502 | 56.32
27.8 | 55.6 | 12.23 | 0.12502 | 55.6
28.96 | 57.92 | 12.23 | 0.12502 | 57.92
29.68 | 59.36 | 7.48 | 0.12502 | 59.36
29.48 | 58.96 | 7.48 | 0.12502 | 58.96
28.68 | 57.36 | 7.48 | 0.12502 | 57.36
27.04 | 54.08 | 7.48 | 0.10709 | 54.08
25.48 | 50.96 | 7.48 | 0.10709 | 50.96
18.56 | 37.12 | 7.48 | 0.10709 | 37.12
15.04 | 30.08 | 7.48 | 0.10709 | 30.08
13.44 | 26.88 | 7.48 | 0.10709 | 26.88
12.84 | 25.68 | 7.48 | 0.10709 | 25.68
13.44 | 26.88 | 7.48 | 0.10709 | 26.88
14.28 | 28.56 | 7.48 | 0.10709 | 28.56
14.84 | 29.68 | 7.48 | 0.10709 | 29.68
17.48 | 34.96 | 7.48 | 0.10709 | 34.96
24.2 | 48.4 | 7.48 | 0.10709 | 48.4
26.68 | 53.36 | 7.48 | 0.10709 | 53.36
27.8 | 55.6 | 7.48 | 0.10709 | 55.6
30.2 | 60.4 | 7.48 | 0.10709 | 60.4
31.12 | 62.24 | 7.48 | 0.12502 | 62.24
35.36 | 70.72 | 7.48 | 0.12502 | 70.72
35.28 | 70.56 | 7.48 | 0.12502 | 70.56
33.92 | 67.84 | 12.23 | 0.12502 | 67.84
29.92 | 59.84 | 12.23 | 0.12502 | 59.84
26.72 | 53.44 | 12.23 | 0.12502 | 53.44
26.88 | 53.76 | 12.23 | 0.12502 | 53.76
27.6 | 55.2 | 7.48 | 0.12502 | 55.2
28.08 | 56.16 | 7.48 | 0.12502 | 56.16
27.36 | 54.72 | 7.48 | 0.12502 | 54.72
26.84 | 53.68 | 7.48 | 0.10709 | 53.68
27.08 | 54.16 | 7.48 | 0.10709 | 54.16
20.68 | 41.36 | 7.48 | 0.10709 | 41.36
13.4 | 26.8 | 7.48 | 0.10709 | 26.8
11.96 | 23.92 | 7.48 | 0.10709 | 23.92
11.6 | 23.2 | 7.48 | 0.10709 | 23.2
13.44 | 26.88 | 7.48 | 0.10709 | 26.88
15.32 | 30.64 | 7.48 | 0.10709 | 30.64
14.36 | 28.72 | 7.48 | 0.10709 | 28.72
16.68 | 33.36 | 7.48 | 0.10709 | 33.36
24.8 | 49.6 | 7.48 | 0.10709 | 49.6
26.52 | 53.04 | 7.48 | 0.10709 | 53.04
28.56 | 57.12 | 7.48 | 0.10709 | 57.12
28.76 | 57.52 | 7.48 | 0.10709 | 57.52
32.76 | 65.52 | 7.48 | 0.12502 | 65.52
31 | 62 | 7.48 | 0.12502 | 62
28 | 56 | 7.48 | 0.12502 | 56
25.2 | 50.4 | 12.23 | 0.12502 | 50.4
24.84 | 49.68 | 12.23 | 0.12502 | 49.68
24.52 | 49.04 | 12.23 | 0.12502 | 49.04
24.08 | 48.16 | 12.23 | 0.12502 | 48.16
26.72 | 53.44 | 7.48 | 0.12502 | 53.44
26.72 | 53.44 | 7.48 | 0.12502 | 53.44
27.28 | 54.56 | 7.48 | 0.12502 | 54.56
27 | 54 | 7.48 | 0.10709 | 54
26.44 | 52.88 | 7.48 | 0.10709 | 52.88
23.72 | 47.44 | 7.48 | 0.10709 | 47.44
17.2 | 34.4 | 7.48 | 0.10709 | 34.4
15.2 | 30.4 | 7.48 | 0.10709 | 30.4
15.84 | 31.68 | 7.48 | 0.10709 | 31.68
16.88 | 33.76 | 7.48 | 0.10709 | 33.76
16.88 | 33.76 | 7.48 | 0.10709 | 33.76
15.12 | 30.24 | 7.48 | 0.10709 | 30.24
16.28 | 32.56 | 7.48 | 0.10709 | 32.56
23.4 | 46.8 | 7.48 | 0.10709 | 46.8
23.08 | 46.16 | 7.48 | 0.10709 | 46.16
23.2 | 46.4 | 7.48 | 0.10709 | 46.4
21.12 | 42.24 | 7.48 | 0.10709 | 42.24
21.72 | 43.44 | 7.48 | 0.10709 | 43.44
23.8 | 47.6 | 7.48 | 0.10709 | 47.6
25 | 50 | 7.48 | 0.10709 | 50
24.04 | 48.08 | 7.48 | 0.10709 | 48.08
23.32 | 46.64 | 7.48 | 0.10709 | 46.64
23.56 | 47.12 | 7.48 | 0.10709 | 47.12
26.08 | 52.16 | 7.48 | 0.10709 | 52.16
25.84 | 51.68 | 7.48 | 0.10709 | 51.68
25.56 | 51.12 | 7.48 | 0.10709 | 51.12
25.88 | 51.76 | 7.48 | 0.10709 | 51.76
21.84 | 43.68 | 7.48 | 0.10709 | 43.68
18.56 | 37.12 | 7.48 | 0.10709 | 37.12
17.8 | 35.6 | 7.48 | 0.10709 | 35.6
12.92 | 25.84 | 7.48 | 0.10709 | 25.84
10.88 | 21.76 | 7.48 | 0.10709 | 21.76
12.08 | 24.16 | 7.48 | 0.10709 | 24.16
13.04 | 26.08 | 7.48 | 0.10709 | 26.08
13.72 | 27.44 | 7.48 | 0.10709 | 27.44
13.96 | 27.92 | 7.48 | 0.10709 | 27.92
15.16 | 30.32 | 7.48 | 0.10709 | 30.32
17.48 | 34.96 | 7.48 | 0.10709 | 34.96
23 | 46 | 7.48 | 0.10709 | 46
22.84 | 45.68 | 7.48 | 0.10709 | 45.68
22.4 | 44.8 | 7.48 | 0.10709 | 44.8
22.08 | 44.16 | 7.48 | 0.10709 | 44.16
22.32 | 44.64 | 7.48 | 0.10709 | 44.64
22.96 | 45.92 | 7.48 | 0.10709 | 45.92
23.28 | 46.56 | 7.48 | 0.10709 | 46.56
22.28 | 44.56 | 7.48 | 0.10709 | 44.56
22.92 | 45.84 | 7.48 | 0.10709 | 45.84
24.88 | 49.76 | 7.48 | 0.10709 | 49.76
26.64 | 53.28 | 7.48 | 0.10709 | 53.28
22.72 | 45.44 | 7.48 | 0.10709 | 45.44
23.04 | 46.08 | 7.48 | 0.10709 | 46.08
23.16 | 46.32 | 7.48 | 0.10709 | 46.32
23.48 | 46.96 | 7.48 | 0.10709 | 46.96
20.08 | 40.16 | 7.48 | 0.10709 | 40.16
15.56 | 31.12 | 7.48 | 0.10709 | 31.12
13.52 | 27.04 | 7.48 | 0.10709 | 27.04
13.08 | 26.16 | 7.48 | 0.10709 | 26.16
12.84 | 25.68 | 7.48 | 0.10709 | 25.68
13.76 | 27.52 | 7.48 | 0.10709 | 27.52
14.32 | 28.64 | 7.48 | 0.10709 | 28.64
16.08 | 32.16 | 7.48 | 0.10709 | 32.16
16.72 | 33.44 | 7.48 | 0.10709 | 33.44
18.44 | 36.88 | 7.48 | 0.10709 | 36.88
23.36 | 46.72 | 7.48 | 0.10709 | 46.72
23.84 | 47.68 | 7.48 | 0.10709 | 47.68
23.6 | 47.2 | 7.48 | 0.12502 | 47.2
23.36 | 46.72 | 7.48 | 0.12502 | 46.72
22.36 | 44.72 | 7.48 | 0.12502 | 44.72
22.52 | 45.04 | 12.23 | 0.12502 | 45.04
21.68 | 43.36 | 12.23 | 0.12502 | 43.36
21.32 | 42.64 | 12.23 | 0.12502 | 42.64
22.28 | 44.56 | 12.23 | 0.12502 | 44.56
23.16 | 46.32 | 7.48 | 0.12502 | 46.32
20.6 | 41.2 | 7.48 | 0.12502 | 41.2
18.2 | 36.4 | 7.48 | 0.12502 | 36.4
17.2 | 34.4 | 7.48 | 0.10709 | 34.4
17.36 | 34.72 | 7.48 | 0.10709 | 34.72
17.28 | 34.56 | 7.48 | 0.10709 | 34.56
14.92 | 29.84 | 7.48 | 0.10709 | 29.84
15.88 | 31.76 | 7.48 | 0.10709 | 31.76
13.32 | 26.64 | 7.48 | 0.10709 | 26.64
13.04 | 26.08 | 7.48 | 0.10709 | 26.08
13.76 | 27.52 | 7.48 | 0.10709 | 27.52
14.92 | 29.84 | 7.48 | 0.10709 | 29.84
17.68 | 35.36 | 7.48 | 0.10709 | 35.36
24.44 | 48.88 | 7.48 | 0.10709 | 48.88
27.72 | 55.44 | 7.48 | 0.10709 | 55.44
29.64 | 59.28 | 7.48 | 0.10709 | 59.28
27.6 | 55.2 | 7.48 | 0.10709 | 55.2
28.56 | 57.12 | 7.48 | 0.12502 | 57.12
34.24 | 68.48 | 7.48 | 0.12502 | 68.48
33.92 | 67.84 | 7.48 | 0.12502 | 67.84
26.24 | 52.48 | 12.23 | 0.12502 | 52.48
25.4 | 50.8 | 12.23 | 0.12502 | 50.8
25.68 | 51.36 | 12.23 | 0.12502 | 51.36
27.32 | 54.64 | 12.23 | 0.12502 | 54.64
28.12 | 56.24 | 7.48 | 0.12502 | 56.24
28.44 | 56.88 | 7.48 | 0.12502 | 56.88
29.48 | 58.96 | 7.48 | 0.12502 | 58.96
27.92 | 55.84 | 7.48 | 0.10709 | 55.84
27.28 | 54.56 | 7.48 | 0.10709 | 54.56
23.4 | 46.8 | 7.48 | 0.10709 | 46.8
15.08 | 30.16 | 7.48 | 0.10709 | 30.16
14.08 | 28.16 | 7.48 | 0.10709 | 28.16
13.84 | 27.68 | 7.48 | 0.10709 | 27.68
13.56 | 27.12 | 7.48 | 0.10709 | 27.12
14.04 | 28.08 | 7.48 | 0.10709 | 28.08
14.8 | 29.6 | 7.48 | 0.10709 | 29.6
17.08 | 34.16 | 7.48 | 0.10709 | 34.16
24.56 | 49.12 | 7.48 | 0.10709 | 49.12
26.28 | 52.56 | 7.48 | 0.10709 | 52.56
27.52 | 55.04 | 7.48 | 0.10709 | 55.04
28.92 | 57.84 | 7.48 | 0.10709 | 57.84
32.16 | 64.32 | 7.48 | 0.12502 | 64.32
33.76 | 67.52 | 7.48 | 0.12502 | 67.52
31.76 | 63.52 | 7.48 | 0.12502 | 63.52
25.96 | 51.92 | 12.23 | 0.12502 | 51.92
25.32 | 50.64 | 12.23 | 0.12502 | 50.64
24.28 | 48.56 | 12.23 | 0.12502 | 48.56
25.52 | 51.04 | 12.23 | 0.12502 | 51.04
26.56 | 53.12 | 7.48 | 0.12502 | 53.12
27.48 | 54.96 | 7.48 | 0.12502 | 54.96
27.68 | 55.36 | 7.48 | 0.12502 | 55.36
26.64 | 53.28 | 7.48 | 0.10709 | 53.28
24.56 | 49.12 | 7.48 | 0.10709 | 49.12
23.92 | 47.84 | 7.48 | 0.10709 | 47.84
17.04 | 34.08 | 7.48 | 0.10709 | 34.08
14.88 | 29.76 | 7.48 | 0.10709 | 29.76
14.68 | 29.36 | 7.48 | 0.10709 | 29.36
16.76 | 33.52 | 7.48 | 0.10709 | 33.52
18.48 | 36.96 | 7.48 | 0.10709 | 36.96
19.12 | 38.24 | 7.48 | 0.10709 | 38.24
15.68 | 31.36 | 7.48 | 0.10709 | 31.36
21.96 | 43.92 | 7.48 | 0.10709 | 43.92
25.72 | 51.44 | 7.48 | 0.10709 | 51.44
26.68 | 53.36 | 7.48 | 0.10709 | 53.36
28.76 | 57.52 | 7.48 | 0.10709 | 57.52
31.08 | 62.16 | 7.48 | 0.12502 | 62.16
32.92 | 65.84 | 7.48 | 0.12502 | 65.84
29.8 | 59.6 | 7.48 | 0.12502 | 59.6
27.04 | 54.08 | 12.23 | 0.12502 | 54.08
25.84 | 51.68 | 12.23 | 0.12502 | 51.68
25.32 | 50.64 | 12.23 | 0.12502 | 50.64
25.84 | 51.68 | 12.23 | 0.12502 | 51.68
27.6 | 55.2 | 7.48 | 0.12502 | 55.2
28.4 | 56.8 | 7.48 | 0.12502 | 56.8
27.36 | 54.72 | 7.48 | 0.12502 | 54.72
25.6 | 51.2 | 7.48 | 0.10709 | 51.2
25.48 | 50.96 | 7.48 | 0.10709 | 50.96
22.76 | 45.52 | 7.48 | 0.10709 | 45.52
19.52 | 39.04 | 7.48 | 0.10709 | 39.04
18.32 | 36.64 | 7.48 | 0.10709 | 36.64
18.32 | 36.64 | 7.48 | 0.10709 | 36.64
17.88 | 35.76 | 7.48 | 0.10709 | 35.76
18.64 | 37.28 | 7.48 | 0.10709 | 37.28
16.84 | 33.68 | 7.48 | 0.10709 | 33.68
16.24 | 32.48 | 7.48 | 0.10709 | 32.48
23.32 | 46.64 | 7.48 | 0.10709 | 46.64
27.04 | 54.08 | 7.48 | 0.10709 | 54.08
27.88 | 55.76 | 7.48 | 0.10709 | 55.76
26.88 | 53.76 | 7.48 | 0.10709 | 53.76
31.96 | 63.92 | 7.48 | 0.12502 | 63.92
32.04 | 64.08 | 7.48 | 0.12502 | 64.08
29.52 | 59.04 | 7.48 | 0.12502 | 59.04
27.04 | 54.08 | 12.23 | 0.12502 | 54.08
25.36 | 50.72 | 12.23 | 0.12502 | 50.72
23.48 | 46.96 | 12.23 | 0.12502 | 46.96
25.28 | 50.56 | 12.23 | 0.12502 | 50.56
27.56 | 55.12 | 7.48 | 0.12502 | 55.12
28.32 | 56.64 | 7.48 | 0.12502 | 56.64
28.48 | 56.96 | 7.48 | 0.12502 | 56.96
27.28 | 54.56 | 7.48 | 0.10709 | 54.56
26.96 | 53.92 | 7.48 | 0.10709 | 53.92
20.6 | 41.2 | 7.48 | 0.10709 | 41.2
16.04 | 32.08 | 7.48 | 0.10709 | 32.08
14.64 | 29.28 | 7.48 | 0.10709 | 29.28
14.24 | 28.48 | 7.48 | 0.10709 | 28.48
14.12 | 28.24 | 7.48 | 0.10709 | 28.24
14.4 | 28.8 | 7.48 | 0.10709 | 28.8
15.12 | 30.24 | 7.48 | 0.10709 | 30.24
17.32 | 34.64 | 7.48 | 0.10709 | 34.64
24.88 | 49.76 | 7.48 | 0.10709 | 49.76
29.12 | 58.24 | 7.48 | 0.10709 | 58.24
33.24 | 66.48 | 7.48 | 0.10709 | 66.48
33.72 | 67.44 | 7.48 | 0.10709 | 67.44
34.28 | 68.56 | 7.48 | 0.10709 | 68.56
33.96 | 67.92 | 7.48 | 0.10709 | 67.92
31.72 | 63.44 | 7.48 | 0.10709 | 63.44
27.12 | 54.24 | 7.48 | 0.10709 | 54.24
26.28 | 52.56 | 7.48 | 0.10709 | 52.56
25.8 | 51.6 | 7.48 | 0.10709 | 51.6
26.48 | 52.96 | 7.48 | 0.10709 | 52.96
28 | 56 | 7.48 | 0.10709 | 56
28.08 | 56.16 | 7.48 | 0.10709 | 56.16
27.52 | 55.04 | 7.48 | 0.10709 | 55.04
27.36 | 54.72 | 7.48 | 0.10709 | 54.72
26.8 | 53.6 | 7.48 | 0.10709 | 53.6
21.96 | 43.92 | 7.48 | 0.10709 | 43.92
17.36 | 34.72 | 7.48 | 0.10709 | 34.72
19.44 | 38.88 | 7.48 | 0.10709 | 38.88
19.16 | 38.32 | 7.48 | 0.10709 | 38.32
18.96 | 37.92 | 7.48 | 0.10709 | 37.92
19.4 | 38.8 | 7.48 | 0.10709 | 38.8
20.88 | 41.76 | 7.48 | 0.10709 | 41.76
22.04 | 44.08 | 7.48 | 0.10709 | 44.08
23.4 | 46.8 | 7.48 | 0.10709 | 46.8
24.64 | 49.28 | 7.48 | 0.10709 | 49.28
24.24 | 48.48 | 7.48 | 0.10709 | 48.48
23.72 | 47.44 | 7.48 | 0.10709 | 47.44
24.12 | 48.24 | 7.48 | 0.10709 | 48.24
23.68 | 47.36 | 7.48 | 0.10709 | 47.36
22.96 | 45.92 | 7.48 | 0.10709 | 45.92
23.12 | 46.24 | 7.48 | 0.10709 | 46.24
22.24 | 44.48 | 7.48 | 0.10709 | 44.48
23.52 | 47.04 | 7.48 | 0.10709 | 47.04
25.16 | 50.32 | 7.48 | 0.10709 | 50.32
26.52 | 53.04 | 7.48 | 0.10709 | 53.04
24.28 | 48.56 | 7.48 | 0.10709 | 48.56
24.2 | 48.4 | 7.48 | 0.10709 | 48.4
23.6 | 47.2 | 7.48 | 0.10709 | 47.2
23.52 | 47.04 | 7.48 | 0.10709 | 47.04
18.56 | 37.12 | 7.48 | 0.10709 | 37.12
13.16 | 26.32 | 7.48 | 0.10709 | 26.32
11.68 | 23.36 | 7.48 | 0.10709 | 23.36
13.2 | 26.4 | 7.48 | 0.10709 | 26.4
13.36 | 26.72 | 7.48 | 0.10709 | 26.72
13.88 | 27.76 | 7.48 | 0.10709 | 27.76
14.8 | 29.6 | 7.48 | 0.10709 | 29.6
16.08 | 32.16 | 7.48 | 0.10709 | 32.16
18.04 | 36.08 | 7.48 | 0.10709 | 36.08
19.56 | 39.12 | 7.48 | 0.10709 | 39.12
24.32 | 48.64 | 7.48 | 0.10709 | 48.64
24.28 | 48.56 | 7.48 | 0.10709 | 48.56
24.68 | 49.36 | 7.48 | 0.12502 | 49.36
23.44 | 46.88 | 7.48 | 0.12502 | 46.88
22.16 | 44.32 | 7.48 | 0.12502 | 44.32
22.96 | 45.92 | 12.23 | 0.12502 | 45.92
22.36 | 44.72 | 12.23 | 0.12502 | 44.72
21.96 | 43.92 | 12.23 | 0.12502 | 43.92
23.44 | 46.88 | 12.23 | 0.12502 | 46.88
23.64 | 47.28 | 7.48 | 0.12502 | 47.28
22.96 | 45.92 | 7.48 | 0.12502 | 45.92
22 | 44 | 7.48 | 0.12502 | 44
21.88 | 43.76 | 7.48 | 0.10709 | 43.76
24.08 | 48.16 | 7.48 | 0.10709 | 48.16
24.64 | 49.28 | 7.48 | 0.10709 | 49.28
19.6 | 39.2 | 7.48 | 0.10709 | 39.2
18.24 | 36.48 | 7.48 | 0.10709 | 36.48
15.36 | 30.72 | 7.48 | 0.10709 | 30.72
13.36 | 26.72 | 7.48 | 0.10709 | 26.72
13.96 | 27.92 | 7.48 | 0.10709 | 27.92
15.28 | 30.56 | 7.48 | 0.10709 | 30.56
16.64 | 33.28 | 7.48 | 0.10709 | 33.28
24.4 | 48.8 | 7.48 | 0.10709 | 48.8
24.84 | 49.68 | 7.48 | 0.10709 | 49.68
29.4 | 58.8 | 7.48 | 0.10709 | 58.8
29.32 | 58.64 | 7.48 | 0.10709 | 58.64
30.56 | 61.12 | 7.48 | 0.12502 | 61.12
33.6 | 67.2 | 7.48 | 0.12502 | 67.2
28.88 | 57.76 | 7.48 | 0.12502 | 57.76
27.24 | 54.48 | 12.23 | 0.12502 | 54.48
26.04 | 52.08 | 12.23 | 0.12502 | 52.08
25.68 | 51.36 | 12.23 | 0.12502 | 51.36
25.84 | 51.68 | 12.23 | 0.12502 | 51.68
27.96 | 55.92 | 7.48 | 0.12502 | 55.92
28.44 | 56.88 | 7.48 | 0.12502 | 56.88
29.36 | 58.72 | 7.48 | 0.12502 | 58.72
27.92 | 55.84 | 7.48 | 0.10709 | 55.84
25.92 | 51.84 | 7.48 | 0.10709 | 51.84
20.36 | 40.72 | 7.48 | 0.10709 | 40.72
15.92 | 31.84 | 7.48 | 0.10709 | 31.84
14.72 | 29.44 | 7.48 | 0.10709 | 29.44
14.12 | 28.24 | 7.48 | 0.10709 | 28.24
14.2 | 28.4 | 7.48 | 0.10709 | 28.4
14.8 | 29.6 | 7.48 | 0.10709 | 29.6
15.6 | 31.2 | 7.48 | 0.10709 | 31.2
17.08 | 34.16 | 7.48 | 0.10709 | 34.16
23.44 | 46.88 | 7.48 | 0.10709 | 46.88
26.8 | 53.6 | 7.48 | 0.10709 | 53.6
27.04 | 54.08 | 7.48 | 0.10709 | 54.08
28.92 | 57.84 | 7.48 | 0.10709 | 57.84
28.4 | 56.8 | 7.48 | 0.12502 | 56.8
29 | 58 | 7.48 | 0.12502 | 58
28 | 56 | 7.48 | 0.12502 | 56
26.52 | 53.04 | 12.23 | 0.12502 | 53.04
25.4 | 50.8 | 12.23 | 0.12502 | 50.8
24.88 | 49.76 | 12.23 | 0.12502 | 49.76
25.68 | 51.36 | 12.23 | 0.12502 | 51.36
27.04 | 54.08 | 7.48 | 0.12502 | 54.08
26.84 | 53.68 | 7.48 | 0.12502 | 53.68
26.96 | 53.92 | 7.48 | 0.12502 | 53.92
25.76 | 51.52 | 7.48 | 0.10709 | 51.52
24.12 | 48.24 | 7.48 | 0.10709 | 48.24
18.56 | 37.12 | 7.48 | 0.10709 | 37.12
12.88 | 25.76 | 7.48 | 0.10709 | 25.76
10.72 | 21.44 | 7.48 | 0.10709 | 21.44
10.28 | 20.56 | 7.48 | 0.10709 | 20.56
12.8 | 25.6 | 7.48 | 0.10709 | 25.6
13.84 | 27.68 | 7.48 | 0.10709 | 27.68
14.48 | 28.96 | 7.48 | 0.10709 | 28.96
15.08 | 30.16 | 7.48 | 0.10709 | 30.16
22.48 | 44.96 | 7.48 | 0.10709 | 44.96
25.72 | 51.44 | 7.48 | 0.10709 | 51.44
26.12 | 52.24 | 7.48 | 0.10709 | 52.24
28.2 | 56.4 | 7.48 | 0.10709 | 56.4
32.44 | 64.88 | 7.48 | 0.12502 | 64.88
29.04 | 58.08 | 7.48 | 0.12502 | 58.08
28.48 | 56.96 | 7.48 | 0.12502 | 56.96
27.2 | 54.4 | 12.23 | 0.12502 | 54.4
26.64 | 53.28 | 12.23 | 0.12502 | 53.28
24.24 | 48.48 | 12.23 | 0.12502 | 48.48
25.36 | 50.72 | 12.23 | 0.12502 | 50.72
26.36 | 52.72 | 7.48 | 0.12502 | 52.72
25.16 | 50.32 | 7.48 | 0.12502 | 50.32
25.48 | 50.96 | 7.48 | 0.12502 | 50.96
20.36 | 40.72 | 7.48 | 0.10709 | 40.72
20.04 | 40.08 | 7.48 | 0.10709 | 40.08
17.48 | 34.96 | 7.48 | 0.10709 | 34.96
12.72 | 25.44 | 7.48 | 0.10709 | 25.44
10.88 | 21.76 | 7.48 | 0.10709 | 21.76
9.96 | 19.92 | 7.48 | 0.10709 | 19.92
10.6 | 21.2 | 7.48 | 0.10709 | 21.2
13.44 | 26.88 | 7.48 | 0.10709 | 26.88
14.12 | 28.24 | 7.48 | 0.10709 | 28.24
14.88 | 29.76 | 7.48 | 0.10709 | 29.76
16.24 | 32.48 | 7.48 | 0.10709 | 32.48
16.12 | 32.24 | 7.48 | 0.10709 | 32.24
15.76 | 31.52 | 7.48 | 0.10709 | 31.52
14.76 | 29.52 | 7.48 | 0.10709 | 29.52
14.6 | 29.2 | 7.48 | 0.12502 | 29.2
14.64 | 29.28 | 7.48 | 0.12502 | 29.28
14.64 | 29.28 | 7.48 | 0.12502 | 29.28
14.24 | 28.48 | 12.23 | 0.12502 | 28.48
14.8 | 29.6 | 12.23 | 0.12502 | 29.6
14.68 | 29.36 | 12.23 | 0.12502 | 29.36
15.6 | 31.2 | 12.23 | 0.12502 | 31.2
16.88 | 33.76 | 7.48 | 0.12502 | 33.76
16.68 | 33.36 | 7.48 | 0.12502 | 33.36
16.8 | 33.6 | 7.48 | 0.12502 | 33.6
17.16 | 34.32 | 7.48 | 0.10709 | 34.32
16.96 | 33.92 | 7.48 | 0.10709 | 33.92
16.96 | 33.92 | 7.48 | 0.10709 | 33.92
11.92 | 23.84 | 7.48 | 0.10709 | 23.84
10.4 | 20.8 | 7.48 | 0.10709 | 20.8
10.56 | 21.12 | 7.48 | 0.10709 | 21.12
12.96 | 25.92 | 7.48 | 0.10709 | 25.92
13.36 | 26.72 | 7.48 | 0.10709 | 26.72
14.52 | 29.04 | 7.48 | 0.10709 | 29.04
16.44 | 32.88 | 7.48 | 0.10709 | 32.88
23.52 | 47.04 | 7.48 | 0.10709 | 47.04
23.88 | 47.76 | 7.48 | 0.10709 | 47.76
23.28 | 46.56 | 7.48 | 0.10709 | 46.56
22.64 | 45.28 | 7.48 | 0.10709 | 45.28
22.48 | 44.96 | 7.48 | 0.10709 | 44.96
22.04 | 44.08 | 7.48 | 0.10709 | 44.08
21.76 | 43.52 | 7.48 | 0.10709 | 43.52
21.8 | 43.6 | 7.48 | 0.10709 | 43.6
21.28 | 42.56 | 7.48 | 0.10709 | 42.56
21.92 | 43.84 | 7.48 | 0.10709 | 43.84
23.12 | 46.24 | 7.48 | 0.10709 | 46.24
24.8 | 49.6 | 7.48 | 0.10709 | 49.6
24.96 | 49.92 | 7.48 | 0.10709 | 49.92
25.64 | 51.28 | 7.48 | 0.10709 | 51.28
26.16 | 52.32 | 7.48 | 0.10709 | 52.32
24.48 | 48.96 | 7.48 | 0.10709 | 48.96
23.4 | 46.8 | 7.48 | 0.10709 | 46.8
19.48 | 38.96 | 7.48 | 0.10709 | 38.96
18.4 | 36.8 | 7.48 | 0.10709 | 36.8
18.56 | 37.12 | 7.48 | 0.10709 | 37.12
18.2 | 36.4 | 7.48 | 0.10709 | 36.4
18.8 | 37.6 | 7.48 | 0.10709 | 37.6
19.36 | 38.72 | 7.48 | 0.10709 | 38.72
21.04 | 42.08 | 7.48 | 0.10709 | 42.08
22.44 | 44.88 | 7.48 | 0.10709 | 44.88
23.4 | 46.8 | 7.48 | 0.10709 | 46.8
24.36 | 48.72 | 7.48 | 0.10709 | 48.72
23.48 | 46.96 | 7.48 | 0.10709 | 46.96
23.32 | 46.64 | 7.48 | 0.10709 | 46.64
23 | 46 | 7.48 | 0.10709 | 46
22.64 | 45.28 | 7.48 | 0.10709 | 45.28
22.88 | 45.76 | 7.48 | 0.10709 | 45.76
22.68 | 45.36 | 7.48 | 0.10709 | 45.36
23 | 46 | 7.48 | 0.10709 | 46
24.96 | 49.92 | 7.48 | 0.10709 | 49.92
25.44 | 50.88 | 7.48 | 0.10709 | 50.88
23.56 | 47.12 | 7.48 | 0.10709 | 47.12
22.36 | 44.72 | 7.48 | 0.10709 | 44.72
21.8 | 43.6 | 7.48 | 0.10709 | 43.6
22.16 | 44.32 | 7.48 | 0.10709 | 44.32
21.88 | 43.76 | 7.48 | 0.10709 | 43.76
19.48 | 38.96 | 7.48 | 0.10709 | 38.96
18.56 | 37.12 | 7.48 | 0.10709 | 37.12
17.6 | 35.2 | 7.48 | 0.10709 | 35.2
17.88 | 35.76 | 7.48 | 0.10709 | 35.76
18.68 | 37.36 | 7.48 | 0.10709 | 37.36
18.96 | 37.92 | 7.48 | 0.10709 | 37.92
20.24 | 40.48 | 7.48 | 0.10709 | 40.48
21.32 | 42.64 | 7.48 | 0.10709 | 42.64
22.12 | 44.24 | 7.48 | 0.10709 | 44.24
24.36 | 48.72 | 7.48 | 0.10709 | 48.72
23.76 | 47.52 | 7.48 | 0.10709 | 47.52
23.32 | 46.64 | 7.48 | 0.12502 | 46.64
22.64 | 45.28 | 7.48 | 0.12502 | 45.28
21.96 | 43.92 | 7.48 | 0.12502 | 43.92
23.36 | 46.72 | 12.23 | 0.12502 | 46.72
24.36 | 48.72 | 12.23 | 0.12502 | 48.72
24.84 | 49.68 | 12.23 | 0.12502 | 49.68
24.96 | 49.92 | 12.23 | 0.12502 | 49.92
25.96 | 51.92 | 7.48 | 0.12502 | 51.92
23.64 | 47.28 | 7.48 | 0.12502 | 47.28
22.92 | 45.84 | 7.48 | 0.12502 | 45.84
24.88 | 49.76 | 7.48 | 0.10709 | 49.76
26 | 52 | 7.48 | 0.10709 | 52
23.96 | 47.92 | 7.48 | 0.10709 | 47.92
19.68 | 39.36 | 7.48 | 0.10709 | 39.36
18.68 | 37.36 | 7.48 | 0.10709 | 37.36
18.24 | 36.48 | 7.48 | 0.10709 | 36.48
17.88 | 35.76 | 7.48 | 0.10709 | 35.76
18.84 | 37.68 | 7.48 | 0.10709 | 37.68
19.2 | 38.4 | 7.48 | 0.10709 | 38.4
16.88 | 33.76 | 7.48 | 0.10709 | 33.76
24.84 | 49.68 | 7.48 | 0.10709 | 49.68
28.56 | 57.12 | 7.48 | 0.10709 | 57.12
30.4 | 60.8 | 7.48 | 0.10709 | 60.8
30.12 | 60.24 | 7.48 | 0.10709 | 60.24
31.72 | 63.44 | 7.48 | 0.12502 | 63.44
33.56 | 67.12 | 7.48 | 0.12502 | 67.12
29.4 | 58.8 | 7.48 | 0.12502 | 58.8
25.48 | 50.96 | 12.23 | 0.12502 | 50.96
24.2 | 48.4 | 12.23 | 0.12502 | 48.4
24.72 | 49.44 | 12.23 | 0.12502 | 49.44
26.12 | 52.24 | 12.23 | 0.12502 | 52.24
27.52 | 55.04 | 7.48 | 0.12502 | 55.04
29.12 | 58.24 | 7.48 | 0.12502 | 58.24
29.68 | 59.36 | 7.48 | 0.12502 | 59.36
28.72 | 57.44 | 7.48 | 0.10709 | 57.44
26.36 | 52.72 | 7.48 | 0.10709 | 52.72
19.8 | 39.6 | 7.48 | 0.10709 | 39.6
15.44 | 30.88 | 7.48 | 0.10709 | 30.88
14.04 | 28.08 | 7.48 | 0.10709 | 28.08
13.8 | 27.6 | 7.48 | 0.10709 | 27.6
13.6 | 27.2 | 7.48 | 0.10709 | 27.2
14.36 | 28.72 | 7.48 | 0.10709 | 28.72
14.76 | 29.52 | 7.48 | 0.10709 | 29.52
17.12 | 34.24 | 7.48 | 0.10709 | 34.24
24.32 | 48.64 | 7.48 | 0.10709 | 48.64
26.64 | 53.28 | 7.48 | 0.10709 | 53.28
28.4 | 56.8 | 7.48 | 0.10709 | 56.8
27.8 | 55.6 | 7.48 | 0.10709 | 55.6
32.96 | 65.92 | 7.48 | 0.12502 | 65.92
29.48 | 58.96 | 7.48 | 0.12502 | 58.96
27.64 | 55.28 | 7.48 | 0.12502 | 55.28
26.64 | 53.28 | 12.23 | 0.12502 | 53.28
27 | 54 | 12.23 | 0.12502 | 54
26.48 | 52.96 | 12.23 | 0.12502 | 52.96
26.6 | 53.2 | 12.23 | 0.12502 | 53.2
27.68 | 55.36 | 7.48 | 0.12502 | 55.36
28.72 | 57.44 | 7.48 | 0.12502 | 57.44
29.76 | 59.52 | 7.48 | 0.12502 | 59.52
29.28 | 58.56 | 7.48 | 0.10709 | 58.56
27.92 | 55.84 | 7.48 | 0.10709 | 55.84
24.12 | 48.24 | 7.48 | 0.10709 | 48.24
19.84 | 39.68 | 7.48 | 0.10709 | 39.68
18.68 | 37.36 | 7.48 | 0.10709 | 37.36
18.72 | 37.44 | 7.48 | 0.10709 | 37.44
18.6 | 37.2 | 7.48 | 0.10709 | 37.2
19.08 | 38.16 | 7.48 | 0.10709 | 38.16
19.72 | 39.44 | 7.48 | 0.10709 | 39.44
21.44 | 42.88 | 7.48 | 0.10709 | 42.88
25.16 | 50.32 | 7.48 | 0.10709 | 50.32
25.68 | 51.36 | 7.48 | 0.10709 | 51.36
28.12 | 56.24 | 7.48 | 0.10709 | 56.24
29.04 | 58.08 | 7.48 | 0.10709 | 58.08
31.32 | 62.64 | 7.48 | 0.12502 | 62.64
32.96 | 65.92 | 7.48 | 0.12502 | 65.92
28.52 | 57.04 | 7.48 | 0.12502 | 57.04
26.32 | 52.64 | 12.23 | 0.12502 | 52.64
26.04 | 52.08 | 12.23 | 0.12502 | 52.08
25.48 | 50.96 | 12.23 | 0.12502 | 50.96
26.76 | 53.52 | 12.23 | 0.12502 | 53.52
28.16 | 56.32 | 7.48 | 0.12502 | 56.32
29.16 | 58.32 | 7.48 | 0.12502 | 58.32
28.08 | 56.16 | 7.48 | 0.12502 | 56.16
27.6 | 55.2 | 7.48 | 0.10709 | 55.2
27.28 | 54.56 | 7.48 | 0.10709 | 54.56
19.6267 | 39.2533 | 7.48 | 0.10709 | 39.2533
15.2133 | 30.4267 | 7.48 | 0.10709 | 30.4267
14.84 | 29.68 | 7.48 | 0.10709 | 29.68
13.48 | 26.96 | 7.48 | 0.10709 | 26.96
14.4933 | 28.9867 | 7.48 | 0.10709 | 28.9867
16.08 | 32.16 | 7.48 | 0.10709 | 32.16
15.4533 | 30.9067 | 7.48 | 0.10709 | 30.9067
16.28 | 32.56 | 7.48 | 0.10709 | 32.56
23.52 | 47.04 | 7.48 | 0.10709 | 47.04
26.4 | 52.8 | 7.48 | 0.10709 | 52.8
28.3333 | 56.6667 | 7.48 | 0.10709 | 56.6667
28.4667 | 56.9333 | 7.48 | 0.10709 | 56.9333
29.84 | 59.68 | 7.48 | 0.12502 | 59.68
31.76 | 63.52 | 7.48 | 0.12502 | 63.52
30 | 60 | 7.48 | 0.12502 | 60
27.56 | 55.12 | 12.23 | 0.12502 | 55.12
26.44 | 52.88 | 12.23 | 0.12502 | 52.88
26.2 | 52.4 | 12.23 | 0.12502 | 52.4
26.4 | 52.8 | 12.23 | 0.12502 | 52.8
27.28 | 54.56 | 7.48 | 0.12502 | 54.56
26.96 | 53.92 | 7.48 | 0.12502 | 53.92
26.96 | 53.92 | 7.48 | 0.12502 | 53.92
27.16 | 54.32 | 7.48 | 0.10709 | 54.32
26.68 | 53.36 | 7.48 | 0.10709 | 53.36
20.32 | 40.64 | 7.48 | 0.10709 | 40.64
15.28 | 30.56 | 7.48 | 0.10709 | 30.56
13.6 | 27.2 | 7.48 | 0.10709 | 27.2
13.6 | 27.2 | 7.48 | 0.10709 | 27.2
12.32 | 24.64 | 7.48 | 0.10709 | 24.64
13.6 | 27.2 | 7.48 | 0.10709 | 27.2
18.4 | 36.8 | 7.48 | 0.10709 | 36.8
23.68 | 47.36 | 7.48 | 0.10709 | 47.36
27.2 | 54.4 | 7.48 | 0.10709 | 54.4
29.6 | 59.2 | 7.48 | 0.10709 | 59.2
33.6 | 67.2 | 7.48 | 0.10709 | 67.2
34.88 | 69.76 | 7.48 | 0.10709 | 69.76
34.4 | 68.8 | 7.48 | 0.10709 | 68.8
34.72 | 69.44 | 7.48 | 0.10709 | 69.44
35.84 | 71.68 | 7.48 | 0.10709 | 71.68
33.28 | 66.56 | 7.48 | 0.10709 | 66.56
31.52 | 63.04 | 7.48 | 0.10709 | 63.04
31.68 | 63.36 | 7.48 | 0.10709 | 63.36
32.8 | 65.6 | 7.48 | 0.10709 | 65.6
32.8 | 65.6 | 7.48 | 0.10709 | 65.6
32.64 | 65.28 | 7.48 | 0.10709 | 65.28
32 | 64 | 7.48 | 0.10709 | 64
29.76 | 59.52 | 7.48 | 0.10709 | 59.52
24.64 | 49.28 | 7.48 | 0.10709 | 49.28
18.72 | 37.44 | 7.48 | 0.10709 | 37.44
13.92 | 27.84 | 7.48 | 0.10709 | 27.84
13.12 | 26.24 | 7.48 | 0.10709 | 26.24
12.48 | 24.96 | 7.48 | 0.10709 | 24.96
12.32 | 24.64 | 7.48 | 0.10709 | 24.64
13.28 | 26.56 | 7.48 | 0.10709 | 26.56
19.04 | 38.08 | 7.48 | 0.10709 | 38.08
21.28 | 42.56 | 7.48 | 0.10709 | 42.56
22.4 | 44.8 | 7.48 | 0.10709 | 44.8
28.64 | 57.28 | 7.48 | 0.10709 | 57.28
27.68 | 55.36 | 7.48 | 0.10709 | 55.36
28.48 | 56.96 | 7.48 | 0.10709 | 56.96
27.68 | 55.36 | 7.48 | 0.10709 | 55.36
26.72 | 53.44 | 7.48 | 0.10709 | 53.44
25.44 | 50.88 | 7.48 | 0.10709 | 50.88
25.12 | 50.24 | 7.48 | 0.10709 | 50.24
25.12 | 50.24 | 7.48 | 0.10709 | 50.24
25.12 | 50.24 | 7.48 | 0.10709 | 50.24
26.24 | 52.48 | 7.48 | 0.10709 | 52.48
26.88 | 53.76 | 7.48 | 0.10709 | 53.76
26.24 | 52.48 | 7.48 | 0.10709 | 52.48
26.88 | 53.76 | 7.48 | 0.10709 | 53.76
26.88 | 53.76 | 7.48 | 0.10709 | 53.76
26.88 | 53.76 | 7.48 | 0.10709 | 53.76
21.76 | 43.52 | 7.48 | 0.10709 | 43.52
20.48 | 40.96 | 7.48 | 0.10709 | 40.96
19.52 | 39.04 | 7.48 | 0.10709 | 39.04
18.08 | 36.16 | 7.48 | 0.10709 | 36.16
18.4 | 36.8 | 7.48 | 0.10709 | 36.8
19.2 | 38.4 | 7.48 | 0.10709 | 38.4
25.12 | 50.24 | 7.48 | 0.10709 | 50.24
27.04 | 54.08 | 7.48 | 0.10709 | 54.08
22.56 | 45.12 | 7.48 | 0.10709 | 45.12
20.48 | 40.96 | 7.48 | 0.10709 | 40.96
20 | 40 | 7.48 | 0.10709 | 40
19.84 | 39.68 | 7.48 | 0.10709 | 39.68
19.84 | 39.68 | 7.48 | 0.12502 | 39.68
19.84 | 39.68 | 7.48 | 0.12502 | 39.68
19.52 | 39.04 | 7.48 | 0.12502 | 39.04
19.36 | 38.72 | 12.23 | 0.12502 | 38.72
20.16 | 40.32 | 12.23 | 0.12502 | 40.32
19.84 | 39.68 | 12.23 | 0.12502 | 39.68
20.48 | 40.96 | 12.23 | 0.12502 | 40.96
20.8 | 41.6 | 7.48 | 0.12502 | 41.6
20.8 | 41.6 | 7.48 | 0.12502 | 41.6
20.8 | 41.6 | 7.48 | 0.12502 | 41.6
20.96 | 41.92 | 7.48 | 0.10709 | 41.92
21.28 | 42.56 | 7.48 | 0.10709 | 42.56
16.8 | 33.6 | 7.48 | 0.10709 | 33.6
14.08 | 28.16 | 7.48 | 0.10709 | 28.16
14.08 | 28.16 | 7.48 | 0.10709 | 28.16
15.5733 | 31.1467 | 7.48 | 0.10709 | 31.1467
14.4 | 28.8 | 7.48 | 0.10709 | 28.8
13.7067 | 27.4133 | 7.48 | 0.10709 | 27.4133
18.1867 | 36.3733 | 7.48 | 0.10709 | 36.3733
22.0267 | 44.0533 | 7.48 | 0.10709 | 44.0533
22.24 | 44.48 | 7.48 | 0.10709 | 44.48
19.84 | 39.68 | 7.48 | 0.10709 | 39.68
18.9333 | 37.8667 | 7.48 | 0.10709 | 37.8667
21.7067 | 43.4133 | 7.48 | 0.10709 | 43.4133
29.12 | 58.24 | 7.48 | 0.12502 | 58.24
30.4 | 60.8 | 7.48 | 0.12502 | 60.8
31.36 | 62.72 | 7.48 | 0.12502 | 62.72
30.56 | 61.12 | 12.23 | 0.12502 | 61.12
30.56 | 61.12 | 12.23 | 0.12502 | 61.12
30.72 | 61.44 | 12.23 | 0.12502 | 61.44
32.32 | 64.64 | 12.23 | 0.12502 | 64.64
32.96 | 65.92 | 7.48 | 0.12502 | 65.92
32.48 | 64.96 | 7.48 | 0.12502 | 64.96
31.68 | 63.36 | 7.48 | 0.12502 | 63.36
31.52 | 63.04 | 7.48 | 0.10709 | 63.04
29.12 | 58.24 | 7.48 | 0.10709 | 58.24
17.28 | 34.56 | 7.48 | 0.10709 | 34.56
14.72 | 29.44 | 7.48 | 0.10709 | 29.44
14.4 | 28.8 | 7.48 | 0.10709 | 28.8
16.96 | 33.92 | 7.48 | 0.10709 | 33.92
18.72 | 37.44 | 7.48 | 0.10709 | 37.44
15.2 | 30.4 | 7.48 | 0.10709 | 30.4
17.92 | 35.84 | 7.48 | 0.10709 | 35.84
22.4 | 44.8 | 7.48 | 0.10709 | 44.8
30.72 | 61.44 | 7.48 | 0.10709 | 61.44
30.24 | 60.48 | 7.48 | 0.10709 | 60.48
36.32 | 72.64 | 7.48 | 0.10709 | 72.64
38 | 76 | 7.48 | 0.10709 | 76
37.36 | 74.72 | 7.48 | 0.12502 | 74.72
36.32 | 72.64 | 7.48 | 0.12502 | 72.64
32.48 | 64.96 | 7.48 | 0.12502 | 64.96
31.84 | 63.68 | 12.23 | 0.12502 | 63.68
31.04 | 62.08 | 12.23 | 0.12502 | 62.08
30.56 | 61.12 | 12.23 | 0.12502 | 61.12
31.84 | 63.68 | 12.23 | 0.12502 | 63.68
31.2 | 62.4 | 7.48 | 0.12502 | 62.4
30.24 | 60.48 | 7.48 | 0.12502 | 60.48
22.4 | 44.8 | 7.48 | 0.12502 | 44.8
20.32 | 40.64 | 7.48 | 0.10709 | 40.64
20 | 40 | 7.48 | 0.10709 | 40
16.8 | 33.6 | 7.48 | 0.10709 | 33.6
14.72 | 29.44 | 7.48 | 0.10709 | 29.44
14.5067 | 29.0133 | 7.48 | 0.10709 | 29.0133
16.5867 | 33.1733 | 7.48 | 0.10709 | 33.1733
17.44 | 34.88 | 7.48 | 0.10709 | 34.88
15.36 | 30.72 | 7.48 | 0.10709 | 30.72
18.08 | 36.16 | 7.48 | 0.10709 | 36.16
19.68 | 39.36 | 7.48 | 0.10709 | 39.36
19.84 | 39.68 | 7.48 | 0.10709 | 39.68
18.88 | 37.76 | 7.48 | 0.10709 | 37.76
18.72 | 37.44 | 7.48 | 0.10709 | 37.44
18.4 | 36.8 | 7.48 | 0.10709 | 36.8
18.56 | 37.12 | 7.48 | 0.12502 | 37.12
17.92 | 35.84 | 7.48 | 0.12502 | 35.84
17.44 | 34.88 | 7.48 | 0.12502 | 34.88
17.76 | 35.52 | 12.23 | 0.12502 | 35.52
18.08 | 36.16 | 12.23 | 0.12502 | 36.16
17.76 | 35.52 | 12.23 | 0.12502 | 35.52
19.2 | 38.4 | 12.23 | 0.12502 | 38.4
19.36 | 38.72 | 7.48 | 0.12502 | 38.72
20.16 | 40.32 | 7.48 | 0.12502 | 40.32
18.72 | 37.44 | 7.48 | 0.12502 | 37.44
18.72 | 37.44 | 7.48 | 0.10709 | 37.44
18.4 | 36.8 | 7.48 | 0.10709 | 36.8
14.4 | 28.8 | 7.48 | 0.10709 | 28.8
13.12 | 26.24 | 7.48 | 0.10709 | 26.24
13.44 | 26.88 | 7.48 | 0.10709 | 26.88
16.16 | 32.32 | 7.48 | 0.10709 | 32.32
12.16 | 24.32 | 7.48 | 0.10709 | 24.32
12.32 | 24.64 | 7.48 | 0.10709 | 24.64
18.24 | 36.48 | 7.48 | 0.10709 | 36.48
20 | 40 | 7.48 | 0.10709 | 40
20.32 | 40.64 | 7.48 | 0.10709 | 40.64
19.36 | 38.72 | 7.48 | 0.10709 | 38.72
18.72 | 37.44 | 7.48 | 0.10709 | 37.44
18.88 | 37.76 | 7.48 | 0.10709 | 37.76
27.2 | 54.4 | 7.48 | 0.12502 | 54.4
29.28 | 58.56 | 7.48 | 0.12502 | 58.56
28.16 | 56.32 | 7.48 | 0.12502 | 56.32
26.72 | 53.44 | 12.23 | 0.12502 | 53.44
27.2 | 54.4 | 12.23 | 0.12502 | 54.4
26.56 | 53.12 | 12.23 | 0.12502 | 53.12
28.8 | 57.6 | 12.23 | 0.12502 | 57.6
28.8 | 57.6 | 7.48 | 0.12502 | 57.6
20.48 | 40.96 | 7.48 | 0.12502 | 40.96
20.64 | 41.28 | 7.48 | 0.12502 | 41.28
20.96 | 41.92 | 7.48 | 0.10709 | 41.92
20.96 | 41.92 | 7.48 | 0.10709 | 41.92
17.76 | 35.52 | 7.48 | 0.10709 | 35.52
15.68 | 31.36 | 7.48 | 0.10709 | 31.36
14.72 | 29.44 | 7.48 | 0.10709 | 29.44
15.36 | 30.72 | 7.48 | 0.10709 | 30.72
17.44 | 34.88 | 7.48 | 0.10709 | 34.88
13.28 | 26.56 | 7.48 | 0.10709 | 26.56
19.36 | 38.72 | 7.48 | 0.10709 | 38.72
20.32 | 40.64 | 7.48 | 0.10709 | 40.64
20.32 | 40.64 | 7.48 | 0.10709 | 40.64
19.84 | 39.68 | 7.48 | 0.10709 | 39.68
19.36 | 38.72 | 7.48 | 0.10709 | 38.72
21.28 | 42.56 | 7.48 | 0.10709 | 42.56
30.56 | 61.12 | 7.48 | 0.10709 | 61.12
31.36 | 62.72 | 7.48 | 0.10709 | 62.72
30.56 | 61.12 | 7.48 | 0.10709 | 61.12
30.72 | 61.44 | 7.48 | 0.10709 | 61.44
29.44 | 58.88 | 7.48 | 0.10709 | 58.88
30.24 | 60.48 | 7.48 | 0.10709 | 60.48
29.76 | 59.52 | 7.48 | 0.10709 | 59.52
29.76 | 59.52 | 7.48 | 0.10709 | 59.52
28.64 | 57.28 | 7.48 | 0.10709 | 57.28
28.96 | 57.92 | 7.48 | 0.10709 | 57.92
27.36 | 54.72 | 7.48 | 0.10709 | 54.72
24.32 | 48.64 | 7.48 | 0.10709 | 48.64
18.72 | 37.44 | 7.48 | 0.10709 | 37.44
14.24 | 28.48 | 7.48 | 0.10709 | 28.48
13.12 | 26.24 | 7.48 | 0.10709 | 26.24
12.8 | 25.6 | 7.48 | 0.10709 | 25.6
12.64 | 25.28 | 7.48 | 0.10709 | 25.28
12.64 | 25.28 | 7.48 | 0.10709 | 25.28
19.2 | 38.4 | 7.48 | 0.10709 | 38.4
20.48 | 40.96 | 7.48 | 0.10709 | 40.96
19.36 | 38.72 | 7.48 | 0.10709 | 38.72
24.32 | 48.64 | 7.48 | 0.10709 | 48.64
25.92 | 51.84 | 7.48 | 0.10709 | 51.84
26.56 | 53.12 | 7.48 | 0.10709 | 53.12
26.72 | 53.44 | 7.48 | 0.10709 | 53.44
26.24 | 52.48 | 7.48 | 0.10709 | 52.48
25.6 | 51.2 | 7.48 | 0.10709 | 51.2
26.56 | 53.12 | 7.48 | 0.10709 | 53.12
25.76 | 51.52 | 7.48 | 0.10709 | 51.52
25.92 | 51.84 | 7.48 | 0.10709 | 51.84
27.68 | 55.36 | 7.48 | 0.10709 | 55.36
28.48 | 56.96 | 7.48 | 0.10709 | 56.96
26.72 | 53.44 | 7.48 | 0.10709 | 53.44
26.24 | 52.48 | 7.48 | 0.10709 | 52.48
26.56 | 53.12 | 7.48 | 0.10709 | 53.12
25.6 | 51.2 | 7.48 | 0.10709 | 51.2
21.28 | 42.56 | 7.48 | 0.10709 | 42.56
20.8 | 41.6 | 7.48 | 0.10709 | 41.6
18.4 | 36.8 | 7.48 | 0.10709 | 36.8
18.4 | 36.8 | 7.48 | 0.10709 | 36.8
17.44 | 34.88 | 7.48 | 0.10709 | 34.88
18.4 | 36.8 | 7.48 | 0.10709 | 36.8
24.32 | 48.64 | 7.48 | 0.10709 | 48.64
26.56 | 53.12 | 7.48 | 0.10709 | 53.12
26.4 | 52.8 | 7.48 | 0.10709 | 52.8
26.24 | 52.48 | 7.48 | 0.10709 | 52.48
29.6 | 59.2 | 7.48 | 0.10709 | 59.2
30.08 | 60.16 | 7.48 | 0.10709 | 60.16
30.24 | 60.48 | 7.48 | 0.12502 | 60.48
30.56 | 61.12 | 7.48 | 0.12502 | 61.12
27.7867 | 55.5733 | 7.48 | 0.12502 | 55.5733
23.68 | 47.36 | 12.23 | 0.12502 | 47.36
23.68 | 47.36 | 12.23 | 0.12502 | 47.36
28.48 | 56.96 | 12.23 | 0.12502 | 56.96
29.92 | 59.84 | 12.23 | 0.12502 | 59.84
30.56 | 61.12 | 7.48 | 0.12502 | 61.12
24.64 | 49.28 | 7.48 | 0.12502 | 49.28
20.48 | 40.96 | 7.48 | 0.12502 | 40.96
20.8 | 41.6 | 7.48 | 0.10709 | 41.6
21.28 | 42.56 | 7.48 | 0.10709 | 42.56
17.6 | 35.2 | 7.48 | 0.10709 | 35.2
15.36 | 30.72 | 7.48 | 0.10709 | 30.72
13.96 | 27.92 | 7.48 | 0.10709 | 27.92
15.08 | 30.16 | 7.48 | 0.10709 | 30.16
15.88 | 31.76 | 7.48 | 0.10709 | 31.76
14.36 | 28.72 | 7.48 | 0.10709 | 28.72
18.88 | 37.76 | 7.48 | 0.10709 | 37.76
21.1467 | 42.2933 | 7.48 | 0.10709 | 42.2933
24.1067 | 48.2133 | 7.48 | 0.10709 | 48.2133
23.8133 | 47.6267 | 7.48 | 0.10709 | 47.6267
23.4933 | 46.9867 | 7.48 | 0.10709 | 46.9867
24.5333 | 49.0667 | 7.48 | 0.10709 | 49.0667
29.0933 | 58.1867 | 7.48 | 0.12502 | 58.1867
28.8533 | 57.7067 | 7.48 | 0.12502 | 57.7067
27.8533 | 55.7067 | 7.48 | 0.12502 | 55.7067
27.8533 | 55.7067 | 12.23 | 0.12502 | 55.7067
26.5467 | 53.0933 | 12.23 | 0.12502 | 53.0933
26.52 | 53.04 | 12.23 | 0.12502 | 53.04
30.5733 | 61.1467 | 12.23 | 0.12502 | 61.1467
31.16 | 62.32 | 7.48 | 0.12502 | 62.32
32.96 | 65.92 | 7.48 | 0.12502 | 65.92
32.2 | 64.4 | 7.48 | 0.12502 | 64.4
32.24 | 64.48 | 7.48 | 0.10709 | 64.48
28.76 | 57.52 | 7.48 | 0.10709 | 57.52
16.48 | 32.96 | 7.48 | 0.10709 | 32.96
14.24 | 28.48 | 7.48 | 0.10709 | 28.48
14.8 | 29.6 | 7.48 | 0.10709 | 29.6
18.28 | 36.56 | 7.48 | 0.10709 | 36.56
18.52 | 37.04 | 7.48 | 0.10709 | 37.04
16.96 | 33.92 | 7.48 | 0.10709 | 33.92
18.84 | 37.68 | 7.48 | 0.10709 | 37.68
20.24 | 40.48 | 7.48 | 0.10709 | 40.48
20.28 | 40.56 | 7.48 | 0.10709 | 40.56
19.68 | 39.36 | 7.48 | 0.10709 | 39.36
19 | 38 | 7.48 | 0.10709 | 38
19 | 38 | 7.48 | 0.10709 | 38
18.84 | 37.68 | 7.48 | 0.12502 | 37.68
18.88 | 37.76 | 7.48 | 0.12502 | 37.76
18.6 | 37.2 | 7.48 | 0.12502 | 37.2
18.8 | 37.6 | 12.23 | 0.12502 | 37.6
18.64 | 37.28 | 12.23 | 0.12502 | 37.28
18.6 | 37.2 | 12.23 | 0.12502 | 37.2
20.08 | 40.16 | 12.23 | 0.12502 | 40.16
20.12 | 40.24 | 7.48 | 0.12502 | 40.24
20.16 | 40.32 | 7.48 | 0.12502 | 40.32
20.6 | 41.2 | 7.48 | 0.12502 | 41.2
20.44 | 40.88 | 7.48 | 0.10709 | 40.88
20.52 | 41.04 | 7.48 | 0.10709 | 41.04
14.96 | 29.92 | 7.48 | 0.10709 | 29.92
13.04 | 26.08 | 7.48 | 0.10709 | 26.08
12.32 | 24.64 | 7.48 | 0.10709 | 24.64
11.6 | 23.2 | 7.48 | 0.10709 | 23.2
11.68 | 23.36 | 7.48 | 0.10709 | 23.36
12.84 | 25.68 | 7.48 | 0.10709 | 25.68
18.44 | 36.88 | 7.48 | 0.10709 | 36.88
22.88 | 45.76 | 7.48 | 0.10709 | 45.76
31.72 | 63.44 | 7.48 | 0.10709 | 63.44
31.92 | 63.84 | 7.48 | 0.10709 | 63.84
32.12 | 64.24 | 7.48 | 0.10709 | 64.24
33.32 | 66.64 | 7.48 | 0.10709 | 66.64
37.88 | 75.76 | 7.48 | 0.12502 | 75.76
36.32 | 72.64 | 7.48 | 0.12502 | 72.64
34.4 | 68.8 | 7.48 | 0.12502 | 68.8
34.04 | 68.08 | 12.23 | 0.12502 | 68.08
31.56 | 63.12 | 12.23 | 0.12502 | 63.12
30.72 | 61.44 | 12.23 | 0.12502 | 61.44
31.76 | 63.52 | 12.23 | 0.12502 | 63.52
32.64 | 65.28 | 7.48 | 0.12502 | 65.28
32.52 | 65.04 | 7.48 | 0.12502 | 65.04
32.56 | 65.12 | 7.48 | 0.12502 | 65.12
31.84 | 63.68 | 7.48 | 0.10709 | 63.68
27.92 | 55.84 | 7.48 | 0.10709 | 55.84
18.36 | 36.72 | 7.48 | 0.10709 | 36.72
13.16 | 26.32 | 7.48 | 0.10709 | 26.32
12.72 | 25.44 | 7.48 | 0.10709 | 25.44
13.88 | 27.76 | 7.48 | 0.10709 | 27.76
12 | 24 | 7.48 | 0.10709 | 24
12.96 | 25.92 | 7.48 | 0.10709 | 25.92
18.6 | 37.2 | 7.48 | 0.10709 | 37.2
23.44 | 46.88 | 7.48 | 0.10709 | 46.88
30.92 | 61.84 | 7.48 | 0.10709 | 61.84
30.72 | 61.44 | 7.48 | 0.10709 | 61.44
32.76 | 65.52 | 7.48 | 0.10709 | 65.52
31.68 | 63.36 | 7.48 | 0.10709 | 63.36
34.6 | 69.2 | 7.48 | 0.12502 | 69.2
34.04 | 68.08 | 7.48 | 0.12502 | 68.08
31.04 | 62.08 | 7.48 | 0.12502 | 62.08
30.72 | 61.44 | 12.23 | 0.12502 | 61.44
29.76 | 59.52 | 12.23 | 0.12502 | 59.52
29.4 | 58.8 | 12.23 | 0.12502 | 58.8
30.52 | 61.04 | 12.23 | 0.12502 | 61.04
30.68 | 61.36 | 7.48 | 0.12502 | 61.36
31.12 | 62.24 | 7.48 | 0.12502 | 62.24
32.48 | 64.96 | 7.48 | 0.12502 | 64.96
32.56 | 65.12 | 7.48 | 0.10709 | 65.12
29.64 | 59.28 | 7.48 | 0.10709 | 59.28
18.8 | 37.6 | 7.48 | 0.10709 | 37.6
16.24 | 32.48 | 7.48 | 0.10709 | 32.48
15.64 | 31.28 | 7.48 | 0.10709 | 31.28
17.64 | 35.28 | 7.48 | 0.10709 | 35.28
19.2 | 38.4 | 7.48 | 0.10709 | 38.4
16.56 | 33.12 | 7.48 | 0.10709 | 33.12
18.92 | 37.84 | 7.48 | 0.10709 | 37.84
23.52 | 47.04 | 7.48 | 0.10709 | 47.04
32.48 | 64.96 | 7.48 | 0.10709 | 64.96
32.52 | 65.04 | 7.48 | 0.10709 | 65.04
35.2 | 70.4 | 7.48 | 0.10709 | 70.4
35.48 | 70.96 | 7.48 | 0.10709 | 70.96
38.88 | 77.76 | 7.48 | 0.10709 | 77.76
35.92 | 71.84 | 7.48 | 0.10709 | 71.84
33.88 | 67.76 | 7.48 | 0.10709 | 67.76
32.88 | 65.76 | 7.48 | 0.10709 | 65.76
31.64 | 63.28 | 7.48 | 0.10709 | 63.28
30.68 | 61.36 | 7.48 | 0.10709 | 61.36
31.44 | 62.88 | 7.48 | 0.10709 | 62.88
30.4 | 60.8 | 7.48 | 0.10709 | 60.8
31.64 | 63.28 | 7.48 | 0.10709 | 63.28
31.44 | 62.88 | 7.48 | 0.10709 | 62.88
30.32 | 60.64 | 7.48 | 0.10709 | 60.64
26.88 | 53.76 | 7.48 | 0.10709 | 53.76
17.92 | 35.84 | 7.48 | 0.10709 | 35.84
13.36 | 26.72 | 7.48 | 0.10709 | 26.72
12.84 | 25.68 | 7.48 | 0.10709 | 25.68
12.24 | 24.48 | 7.48 | 0.10709 | 24.48
11.96 | 23.92 | 7.48 | 0.10709 | 23.92
12.96 | 25.92 | 7.48 | 0.10709 | 25.92
18.88 | 37.76 | 7.48 | 0.10709 | 37.76
20.52 | 41.04 | 7.48 | 0.10709 | 41.04
22.32 | 44.64 | 7.48 | 0.10709 | 44.64
27.64 | 55.28 | 7.48 | 0.10709 | 55.28
27.04 | 54.08 | 7.48 | 0.10709 | 54.08
28.68 | 57.36 | 7.48 | 0.10709 | 57.36
29.2 | 58.4 | 7.48 | 0.10709 | 58.4
29.16 | 58.32 | 7.48 | 0.10709 | 58.32
29.12 | 58.24 | 7.48 | 0.10709 | 58.24
30.12 | 60.24 | 7.48 | 0.10709 | 60.24
28.84 | 57.68 | 7.48 | 0.10709 | 57.68
28.64 | 57.28 | 7.48 | 0.10709 | 57.28
30.96 | 61.92 | 7.48 | 0.10709 | 61.92
30.88 | 61.76 | 7.48 | 0.10709 | 61.76
28.72 | 57.44 | 7.48 | 0.10709 | 57.44
27.2 | 54.4 | 7.48 | 0.10709 | 54.4
26.52 | 53.04 | 7.48 | 0.10709 | 53.04
26.88 | 53.76 | 7.48 | 0.10709 | 53.76
22.04 | 44.08 | 7.48 | 0.10709 | 44.08
21.68 | 43.36 | 7.48 | 0.10709 | 43.36
20.04 | 40.08 | 7.48 | 0.10709 | 40.08
17.64 | 35.28 | 7.48 | 0.10709 | 35.28
17.36 | 34.72 | 7.48 | 0.10709 | 34.72
18.16 | 36.32 | 7.48 | 0.10709 | 36.32
24.24 | 48.48 | 7.48 | 0.10709 | 48.48
25.52 | 51.04 | 7.48 | 0.10709 | 51.04
20.68 | 41.36 | 7.48 | 0.10709 | 41.36
20.32 | 40.64 | 7.48 | 0.10709 | 40.64
24.8 | 49.6 | 7.48 | 0.10709 | 49.6
27.68 | 55.36 | 7.48 | 0.10709 | 55.36
28.48 | 56.96 | 7.48 | 0.12502 | 56.96
27.84 | 55.68 | 7.48 | 0.12502 | 55.68
27.28 | 54.56 | 7.48 | 0.12502 | 54.56
27.8 | 55.6 | 12.23 | 0.12502 | 55.6
27.88 | 55.76 | 12.23 | 0.12502 | 55.76
27.24 | 54.48 | 12.23 | 0.12502 | 54.48
27.72 | 55.44 | 12.23 | 0.12502 | 55.44
28.12 | 56.24 | 7.48 | 0.12502 | 56.24
26.88 | 53.76 | 7.48 | 0.12502 | 53.76
20.52 | 41.04 | 7.48 | 0.12502 | 41.04
20.28 | 40.56 | 7.48 | 0.10709 | 40.56
20.56 | 41.12 | 7.48 | 0.10709 | 41.12
17.08 | 34.16 | 7.48 | 0.10709 | 34.16
15 | 30 | 7.48 | 0.10709 | 30
13.68 | 27.36 | 7.48 | 0.10709 | 27.36
14.88 | 29.76 | 7.48 | 0.10709 | 29.76
12.08 | 24.16 | 7.48 | 0.10709 | 24.16
12.72 | 25.44 | 7.48 | 0.10709 | 25.44
18.72 | 37.44 | 7.48 | 0.10709 | 37.44
20.2 | 40.4 | 7.48 | 0.10709 | 40.4
27.68 | 55.36 | 7.48 | 0.10709 | 55.36
30.92 | 61.84 | 7.48 | 0.10709 | 61.84
33.12 | 66.24 | 7.48 | 0.10709 | 66.24
35.28 | 70.56 | 7.48 | 0.10709 | 70.56
38.4 | 76.8 | 7.48 | 0.12502 | 76.8
36.12 | 72.24 | 7.48 | 0.12502 | 72.24
32.32 | 64.64 | 7.48 | 0.12502 | 64.64
30.92 | 61.84 | 12.23 | 0.12502 | 61.84
28 | 56 | 12.23 | 0.12502 | 56
28.04 | 56.08 | 12.23 | 0.12502 | 56.08
29.4 | 58.8 | 12.23 | 0.12502 | 58.8
30.4 | 60.8 | 7.48 | 0.12502 | 60.8
31.24 | 62.48 | 7.48 | 0.12502 | 62.48
31.8 | 63.6 | 7.48 | 0.12502 | 63.6
30.84 | 61.68 | 7.48 | 0.10709 | 61.68
28.28 | 56.56 | 7.48 | 0.10709 | 56.56
16.8 | 33.6 | 7.48 | 0.10709 | 33.6
15.04 | 30.08 | 7.48 | 0.10709 | 30.08
14.96 | 29.92 | 7.48 | 0.10709 | 29.92
15.6 | 31.2 | 7.48 | 0.10709 | 31.2
19.12 | 38.24 | 7.48 | 0.10709 | 38.24
15.68 | 31.36 | 7.48 | 0.10709 | 31.36
19.16 | 38.32 | 7.48 | 0.10709 | 38.32
22.96 | 45.92 | 7.48 | 0.10709 | 45.92
31.6 | 63.2 | 7.48 | 0.10709 | 63.2
31.44 | 62.88 | 7.48 | 0.10709 | 62.88
32.4 | 64.8 | 7.48 | 0.10709 | 64.8
33.2 | 66.4 | 7.48 | 0.10709 | 66.4
34.32 | 68.64 | 7.48 | 0.12502 | 68.64
33.08 | 66.16 | 7.48 | 0.12502 | 66.16
30.32 | 60.64 | 7.48 | 0.12502 | 60.64
29.52 | 59.04 | 12.23 | 0.12502 | 59.04
28.28 | 56.56 | 12.23 | 0.12502 | 56.56
26.88 | 53.76 | 12.23 | 0.12502 | 53.76
28.36 | 56.72 | 12.23 | 0.12502 | 56.72
30.24 | 60.48 | 7.48 | 0.12502 | 60.48
29.72 | 59.44 | 7.48 | 0.12502 | 59.44
30.4 | 60.8 | 7.48 | 0.12502 | 60.8
29.76 | 59.52 | 7.48 | 0.10709 | 59.52
24.16 | 48.32 | 7.48 | 0.10709 | 48.32
15.96 | 31.92 | 7.48 | 0.10709 | 31.92
14.12 | 28.24 | 7.48 | 0.10709 | 28.24
13.88 | 27.76 | 7.48 | 0.10709 | 27.76
14.4 | 28.8 | 7.48 | 0.10709 | 28.8
12.92 | 25.84 | 7.48 | 0.10709 | 25.84
13.56 | 27.12 | 7.48 | 0.10709 | 27.12
18.56 | 37.12 | 7.48 | 0.10709 | 37.12
20.32 | 40.64 | 7.48 | 0.10709 | 40.64
30.28 | 60.56 | 7.48 | 0.10709 | 60.56
31.52 | 63.04 | 7.48 | 0.10709 | 63.04
32.88 | 65.76 | 7.48 | 0.10709 | 65.76
32.36 | 64.72 | 7.48 | 0.10709 | 64.72
32.32 | 64.64 | 7.48 | 0.12502 | 64.64
35.48 | 70.96 | 7.48 | 0.12502 | 70.96
31.88 | 63.76 | 7.48 | 0.12502 | 63.76
31.16 | 62.32 | 12.23 | 0.12502 | 62.32
30.8 | 61.6 | 12.23 | 0.12502 | 61.6
26.6 | 53.2 | 12.23 | 0.12502 | 53.2
29.64 | 59.28 | 12.23 | 0.12502 | 59.28
30.2 | 60.4 | 7.48 | 0.12502 | 60.4
30.64 | 61.28 | 7.48 | 0.12502 | 61.28
30.64 | 61.28 | 7.48 | 0.12502 | 61.28
30.32 | 60.64 | 7.48 | 0.10709 | 60.64
28.32 | 56.64 | 7.48 | 0.10709 | 56.64
20.52 | 41.04 | 7.48 | 0.10709 | 41.04
14.04 | 28.08 | 7.48 | 0.10709 | 28.08
13.48 | 26.96 | 7.48 | 0.10709 | 26.96
14.56 | 29.12 | 7.48 | 0.10709 | 29.12
12.04 | 24.08 | 7.48 | 0.10709 | 24.08
13.12 | 26.24 | 7.48 | 0.10709 | 26.24
18.76 | 37.52 | 7.48 | 0.10709 | 37.52
22.84 | 45.68 | 7.48 | 0.10709 | 45.68
30.88 | 61.76 | 7.48 | 0.10709 | 61.76
28.4 | 56.8 | 7.48 | 0.10709 | 56.8
30.72 | 61.44 | 7.48 | 0.10709 | 61.44
30.96 | 61.92 | 7.48 | 0.10709 | 61.92
31.72 | 63.44 | 7.48 | 0.12502 | 63.44
35.96 | 71.92 | 7.48 | 0.12502 | 71.92
31 | 62 | 7.48 | 0.12502 | 62
26.68 | 53.36 | 12.23 | 0.12502 | 53.36
25.84 | 51.68 | 12.23 | 0.12502 | 51.68
24.32 | 48.64 | 12.23 | 0.12502 | 48.64
26.36 | 52.72 | 12.23 | 0.12502 | 52.72
25.28 | 50.56 | 7.48 | 0.12502 | 50.56
28.16 | 56.32 | 7.48 | 0.12502 | 56.32
28.92 | 57.84 | 7.48 | 0.12502 | 57.84
29.68 | 59.36 | 7.48 | 0.10709 | 59.36
25.12 | 50.24 | 7.48 | 0.10709 | 50.24
16.56 | 33.12 | 7.48 | 0.10709 | 33.12
14.96 | 29.92 | 7.48 | 0.10709 | 29.92
13.76 | 27.52 | 7.48 | 0.10709 | 27.52
14.2 | 28.4 | 7.48 | 0.10709 | 28.4
11.8 | 23.6 | 7.48 | 0.10709 | 23.6
12.72 | 25.44 | 7.48 | 0.10709 | 25.44
17.88 | 35.76 | 7.48 | 0.10709 | 35.76
22.52 | 45.04 | 7.48 | 0.10709 | 45.04
30.92 | 61.84 | 7.48 | 0.10709 | 61.84
30.96 | 61.92 | 7.48 | 0.10709 | 61.92
33.8 | 67.6 | 7.48 | 0.10709 | 67.6
32.68 | 65.36 | 7.48 | 0.10709 | 65.36
35.68 | 71.36 | 7.48 | 0.10709 | 71.36
38.08 | 76.16 | 7.48 | 0.10709 | 76.16
35.96 | 71.92 | 7.48 | 0.10709 | 71.92
29.12 | 58.24 | 7.48 | 0.10709 | 58.24
28.28 | 56.56 | 7.48 | 0.10709 | 56.56
28.04 | 56.08 | 7.48 | 0.10709 | 56.08
28.52 | 57.04 | 7.48 | 0.10709 | 57.04
30.08 | 60.16 | 7.48 | 0.10709 | 60.16
30.12 | 60.24 | 7.48 | 0.10709 | 60.24
29.76 | 59.52 | 7.48 | 0.10709 | 59.52
29.24 | 58.48 | 7.48 | 0.10709 | 58.48
27.44 | 54.88 | 7.48 | 0.10709 | 54.88
22.28 | 44.56 | 7.48 | 0.10709 | 44.56
18.68 | 37.36 | 7.48 | 0.10709 | 37.36
18.16 | 36.32 | 7.48 | 0.10709 | 36.32
17.52 | 35.04 | 7.48 | 0.10709 | 35.04
17.56 | 35.12 | 7.48 | 0.10709 | 35.12
17.2 | 34.4 | 7.48 | 0.10709 | 34.4
17.76 | 35.52 | 7.48 | 0.10709 | 35.52
19.44 | 38.88 | 7.48 | 0.10709 | 38.88
20.44 | 40.88 | 7.48 | 0.10709 | 40.88
26.68 | 53.36 | 7.48 | 0.10709 | 53.36
27.16 | 54.32 | 7.48 | 0.10709 | 54.32
28.88 | 57.76 | 7.48 | 0.10709 | 57.76
28.88 | 57.76 | 7.48 | 0.10709 | 57.76
28.88 | 57.76 | 7.48 | 0.10709 | 57.76
27.52 | 55.04 | 7.48 | 0.10709 | 55.04
27.32 | 54.64 | 7.48 | 0.10709 | 54.64
28.04 | 56.08 | 7.48 | 0.10709 | 56.08
27.68 | 55.36 | 7.48 | 0.10709 | 55.36
29.4 | 58.8 | 7.48 | 0.10709 | 58.8
27.8 | 55.6 | 7.48 | 0.10709 | 55.6
26.72 | 53.44 | 7.48 | 0.10709 | 53.44
26.92 | 53.84 | 7.48 | 0.10709 | 53.84
26.88 | 53.76 | 7.48 | 0.10709 | 53.76
26.24 | 52.48 | 7.48 | 0.10709 | 52.48
21.68 | 43.36 | 7.48 | 0.10709 | 43.36
22 | 44 | 7.48 | 0.10709 | 44
19 | 38 | 7.48 | 0.10709 | 38
18 | 36 | 7.48 | 0.10709 | 36
17.96 | 35.92 | 7.48 | 0.10709 | 35.92
18.64 | 37.28 | 7.48 | 0.10709 | 37.28
23.36 | 46.72 | 7.48 | 0.10709 | 46.72
25.08 | 50.16 | 7.48 | 0.10709 | 50.16
22.56 | 45.12 | 7.48 | 0.10709 | 45.12
20 | 40 | 7.48 | 0.10709 | 40
24 | 48 | 7.48 | 0.10709 | 48
24.88 | 49.76 | 7.48 | 0.10709 | 49.76
26.4 | 52.8 | 7.48 | 0.12502 | 52.8
26.8 | 53.6 | 7.48 | 0.12502 | 53.6
27.28 | 54.56 | 7.48 | 0.12502 | 54.56
26.52 | 53.04 | 12.23 | 0.12502 | 53.04
25.12 | 50.24 | 12.23 | 0.12502 | 50.24
25.08 | 50.16 | 12.23 | 0.12502 | 50.16
26.44 | 52.88 | 12.23 | 0.12502 | 52.88
26.22 | 52.44 | 7.48 | 0.12502 | 52.44
22.52 | 45.04 | 7.48 | 0.12502 | 45.04
19.08 | 38.16 | 7.48 | 0.12502 | 38.16
18.8 | 37.6 | 7.48 | 0.10709 | 37.6
19.56 | 39.12 | 7.48 | 0.10709 | 39.12
16.36 | 32.72 | 7.48 | 0.10709 | 32.72
14.28 | 28.56 | 7.48 | 0.10709 | 28.56
14.12 | 28.24 | 7.48 | 0.10709 | 28.24
16.24 | 32.48 | 7.48 | 0.10709 | 32.48
19.24 | 38.48 | 7.48 | 0.10709 | 38.48
18.68 | 37.36 | 7.48 | 0.10709 | 37.36
16.76 | 33.52 | 7.48 | 0.10709 | 33.52
21.04 | 42.08 | 7.48 | 0.10709 | 42.08
29.76 | 59.52 | 7.48 | 0.10709 | 59.52
29.12 | 58.24 | 7.48 | 0.10709 | 58.24
30.8 | 61.6 | 7.48 | 0.10709 | 61.6
30.92 | 61.84 | 7.48 | 0.10709 | 61.84
31.16 | 62.32 | 7.48 | 0.12502 | 62.32
35.6 | 71.2 | 7.48 | 0.12502 | 71.2
34.72 | 69.44 | 7.48 | 0.12502 | 69.44
29.48 | 58.96 | 12.23 | 0.12502 | 58.96
28.4 | 56.8 | 12.23 | 0.12502 | 56.8
25.56 | 51.12 | 12.23 | 0.12502 | 51.12
25.88 | 51.76 | 12.23 | 0.12502 | 51.76
28.12 | 56.24 | 7.48 | 0.12502 | 56.24
29.64 | 59.28 | 7.48 | 0.12502 | 59.28
29.48 | 58.96 | 7.48 | 0.12502 | 58.96
29.2 | 58.4 | 7.48 | 0.10709 | 58.4
25.8 | 51.6 | 7.48 | 0.10709 | 51.6
16.16 | 32.32 | 7.48 | 0.10709 | 32.32
13.96 | 27.92 | 7.48 | 0.10709 | 27.92
13.84 | 27.68 | 7.48 | 0.10709 | 27.68
12.8 | 25.6 | 7.48 | 0.10709 | 25.6
11.8 | 23.6 | 7.48 | 0.10709 | 23.6
12.24 | 24.48 | 7.48 | 0.10709 | 24.48
16.16 | 32.32 | 7.48 | 0.10709 | 32.32
18.2 | 36.4 | 7.48 | 0.10709 | 36.4
29.08 | 58.16 | 7.48 | 0.10709 | 58.16
29.04 | 58.08 | 7.48 | 0.10709 | 58.08
30.96 | 61.92 | 7.48 | 0.10709 | 61.92
26.6 | 53.2 | 7.48 | 0.10709 | 53.2
26.52 | 53.04 | 7.48 | 0.12502 | 53.04
29.68 | 59.36 | 7.48 | 0.12502 | 59.36
28.6 | 57.2 | 7.48 | 0.12502 | 57.2
26.88 | 53.76 | 12.23 | 0.12502 | 53.76
26.08 | 52.16 | 12.23 | 0.12502 | 52.16
24.24 | 48.48 | 12.23 | 0.12502 | 48.48
24.56 | 49.12 | 12.23 | 0.12502 | 49.12
25.76 | 51.52 | 7.48 | 0.12502 | 51.52
26.3 | 52.6 | 7.48 | 0.12502 | 52.6
25.88 | 51.76 | 7.48 | 0.12502 | 51.76
23.44 | 46.88 | 7.48 | 0.10709 | 46.88
21.08 | 42.16 | 7.48 | 0.10709 | 42.16
15.88 | 31.76 | 7.48 | 0.10709 | 31.76
14.48 | 28.96 | 7.48 | 0.10709 | 28.96
13.56 | 27.12 | 7.48 | 0.10709 | 27.12
13.64 | 27.28 | 7.48 | 0.10709 | 27.28
13.4 | 26.8 | 7.48 | 0.10709 | 26.8
14 | 28 | 7.48 | 0.10709 | 28
14.76 | 29.52 | 7.48 | 0.10709 | 29.52
14.96 | 29.92 | 7.48 | 0.10709 | 29.92
26.12 | 52.24 | 7.48 | 0.10709 | 52.24
25.76 | 51.52 | 7.48 | 0.10709 | 51.52
26.04 | 52.08 | 7.48 | 0.10709 | 52.08
27.44 | 54.88 | 7.48 | 0.10709 | 54.88
29.84 | 59.68 | 7.48 | 0.12502 | 59.68
28.44 | 56.88 | 7.48 | 0.12502 | 56.88
27.36 | 54.72 | 7.48 | 0.12502 | 54.72
24.8 | 49.6 | 12.23 | 0.12502 | 49.6
25.16 | 50.32 | 12.23 | 0.12502 | 50.32
25.32 | 50.64 | 12.23 | 0.12502 | 50.64
26.84 | 53.68 | 12.23 | 0.12502 | 53.68
26.24 | 52.48 | 7.48 | 0.12502 | 52.48
26.4 | 52.8 | 7.48 | 0.12502 | 52.8
26.92 | 53.84 | 7.48 | 0.12502 | 53.84
26.2 | 52.4 | 7.48 | 0.10709 | 52.4
22.68 | 45.36 | 7.48 | 0.10709 | 45.36
21.28 | 42.56 | 7.48 | 0.10709 | 42.56
19.32 | 38.64 | 7.48 | 0.10709 | 38.64
18.52 | 37.04 | 7.48 | 0.10709 | 37.04
17.28 | 34.56 | 7.48 | 0.10709 | 34.56
17.64 | 35.28 | 7.48 | 0.10709 | 35.28
15.92 | 31.84 | 7.48 | 0.10709 | 31.84
14.4 | 28.8 | 7.48 | 0.10709 | 28.8
15 | 30 | 7.48 | 0.10709 | 30
25.56 | 51.12 | 7.48 | 0.10709 | 51.12
25.28 | 50.56 | 7.48 | 0.10709 | 50.56
27.72 | 55.44 | 7.48 | 0.10709 | 55.44
31.16 | 62.32 | 7.48 | 0.10709 | 62.32
31.72 | 63.44 | 7.48 | 0.12502 | 63.44
30.96 | 61.92 | 7.48 | 0.12502 | 61.92
27.52 | 55.04 | 7.48 | 0.12502 | 55.04
25.76 | 51.52 | 12.23 | 0.12502 | 51.52
25.64 | 51.28 | 12.23 | 0.12502 | 51.28
25.04 | 50.08 | 12.23 | 0.12502 | 50.08
26.12 | 52.24 | 12.23 | 0.12502 | 52.24
26.32 | 52.64 | 7.48 | 0.12502 | 52.64
27.64 | 55.28 | 7.48 | 0.12502 | 55.28
27.48 | 54.96 | 7.48 | 0.12502 | 54.96
26.96 | 53.92 | 7.48 | 0.10709 | 53.92
23.92 | 47.84 | 7.48 | 0.10709 | 47.84
18.12 | 36.24 | 7.48 | 0.10709 | 36.24
14.56 | 29.12 | 7.48 | 0.10709 | 29.12
14.24 | 28.48 | 7.48 | 0.10709 | 28.48
13.28 | 26.56 | 7.48 | 0.10709 | 26.56
12.48 | 24.96 | 7.48 | 0.10709 | 24.96
13.84 | 27.68 | 7.48 | 0.10709 | 27.68
16.28 | 32.56 | 7.48 | 0.10709 | 32.56
16.84 | 33.68 | 7.48 | 0.10709 | 33.68
16.8 | 33.6 | 7.48 | 0.10709 | 33.6
16.48 | 32.96 | 7.48 | 0.10709 | 32.96
17.48 | 34.96 | 7.48 | 0.10709 | 34.96
17.92 | 35.84 | 7.48 | 0.10709 | 35.84
20.88 | 41.76 | 7.48 | 0.10709 | 41.76
33.6 | 67.2 | 7.48 | 0.10709 | 67.2
36.32 | 72.64 | 7.48 | 0.10709 | 72.64
33.08 | 66.16 | 7.48 | 0.10709 | 66.16
31.36 | 62.72 | 7.48 | 0.10709 | 62.72
29.8 | 59.6 | 7.48 | 0.10709 | 59.6
30.4 | 60.8 | 7.48 | 0.10709 | 60.8
30.4 | 60.8 | 7.48 | 0.10709 | 60.8
30.56 | 61.12 | 7.48 | 0.10709 | 61.12
30.24 | 60.48 | 7.48 | 0.10709 | 60.48
29.16 | 58.32 | 7.48 | 0.10709 | 58.32
23.4 | 46.8 | 7.48 | 0.10709 | 46.8
21.52 | 43.04 | 7.48 | 0.10709 | 43.04
15.24 | 30.48 | 7.48 | 0.10709 | 30.48
14.24 | 28.48 | 7.48 | 0.10709 | 28.48
12.92 | 25.84 | 7.48 | 0.10709 | 25.84
12.96 | 25.92 | 7.48 | 0.10709 | 25.92
13.4 | 26.8 | 7.48 | 0.10709 | 26.8
14.52 | 29.04 | 7.48 | 0.10709 | 29.04
14.72 | 29.44 | 7.48 | 0.10709 | 29.44
16 | 32 | 7.48 | 0.10709 | 32
20.64 | 41.28 | 7.48 | 0.10709 | 41.28
20.24 | 40.48 | 7.48 | 0.10709 | 40.48
21.88 | 43.76 | 7.48 | 0.10709 | 43.76
22.44 | 44.88 | 7.48 | 0.10709 | 44.88
22.52 | 45.04 | 7.48 | 0.10709 | 45.04
21.4 | 42.8 | 7.48 | 0.10709 | 42.8
21.8 | 43.6 | 7.48 | 0.10709 | 43.6
21.2 | 42.4 | 7.48 | 0.10709 | 42.4
21.24 | 42.48 | 7.48 | 0.10709 | 42.48
23.32 | 46.64 | 7.48 | 0.10709 | 46.64
24.16 | 48.32 | 7.48 | 0.10709 | 48.32
21.76 | 43.52 | 7.48 | 0.10709 | 43.52
20.04 | 40.08 | 7.48 | 0.10709 | 40.08
20.4 | 40.8 | 7.48 | 0.10709 | 40.8
20.32 | 40.64 | 7.48 | 0.10709 | 40.64
16.8 | 33.6 | 7.48 | 0.10709 | 33.6
16.88 | 33.76 | 7.48 | 0.10709 | 33.76
16.44 | 32.88 | 7.48 | 0.10709 | 32.88
15.68 | 31.36 | 7.48 | 0.10709 | 31.36
13.52 | 27.04 | 7.48 | 0.10709 | 27.04
12.64 | 25.28 | 7.48 | 0.10709 | 25.28
13.6 | 27.2 | 7.48 | 0.10709 | 27.2
13.92 | 27.84 | 7.48 | 0.10709 | 27.84
14.4 | 28.8 | 7.48 | 0.10709 | 28.8
13.64 | 27.28 | 7.48 | 0.10709 | 27.28
20.48 | 40.96 | 7.48 | 0.10709 | 40.96
21.32 | 42.64 | 7.48 | 0.10709 | 42.64
21.44 | 42.88 | 7.48 | 0.12502 | 42.88
22.28 | 44.56 | 7.48 | 0.12502 | 44.56
22.28 | 44.56 | 7.48 | 0.12502 | 44.56
22.92 | 45.84 | 12.23 | 0.12502 | 45.84
21.44 | 42.88 | 12.23 | 0.12502 | 42.88
21.16 | 42.32 | 12.23 | 0.12502 | 42.32
22.48 | 44.96 | 12.23 | 0.12502 | 44.96
22.92 | 45.84 | 7.48 | 0.12502 | 45.84
21.84 | 43.68 | 7.48 | 0.12502 | 43.68
16.32 | 32.64 | 7.48 | 0.12502 | 32.64
16.56 | 33.12 | 7.48 | 0.10709 | 33.12
16.68 | 33.36 | 7.48 | 0.10709 | 33.36
18.44 | 36.88 | 7.48 | 0.10709 | 36.88
18.4 | 36.8 | 7.48 | 0.10709 | 36.8

## site3-With-PV_time_series
PV¦year_one_power_production_series_kw | PV¦year_one_to_battery_series_kw | PV¦year_one_to_grid_series_kw | PV¦year_one_to_load_series_kw | LoadProfile¦critical_load_series_kw | LoadProfile¦year_one_electric_load_series_kw | Storage¦year_one_soc_series_pct | Storage¦year_one_to_load_series_kw | ElectricTariff¦year_one_demand_cost_series_us_dollars_per_kw | ElectricTariff¦year_one_energy_cost_series_us_dollars_per_kwh | ElectricTariff¦year_one_to_battery_series_kw | ElectricTariff¦year_one_to_load_series_kw
0 | 0 | 0 | 0 | 19.52 | 39.04 | 0.5 | 0 | 7.48 | 0.10709 | 0 | 39.04
0 | 0 | 0 | 0 | 18.08 | 36.16 | 0.5 | 0 | 7.48 | 0.10709 | 0 | 36.16
0 | 0 | 0 | 0 | 18.4 | 36.8 | 0.5 | 0 | 7.48 | 0.10709 | 0 | 36.8
0 | 0 | 0 | 0 | 19.2 | 38.4 | 0.5 | 0 | 7.48 | 0.10709 | 0 | 38.4
0 | 0 | 0 | 0 | 25.12 | 50.24 | 0.5 | 0 | 7.48 | 0.10709 | 0 | 50.24
0 | 0 | 0 | 0 | 27.04 | 54.08 | 0.5 | 0 | 7.48 | 0.10709 | 0 | 54.08
0 | 0 | 0 | 0 | 22.56 | 45.12 | 0.5 | 0 | 7.48 | 0.10709 | 0 | 45.12
7.2872 | 0 | 0 | 7.2872 | 20.48 | 40.96 | 0.5 | 0 | 7.48 | 0.10709 | 0 | 33.6728
25.4417 | 0 | 0 | 25.4417 | 20 | 40 | 0.2 | 0.80146 | 7.48 | 0.10709 | 0 | 13.7568
41.3465 | 1.6665 | 0 | 39.68 | 19.84 | 39.68 | 0.76052 | 0 | 7.48 | 0.10709 | 0 | 0
50.4824 | 0.712 | 10.0904 | 39.68 | 19.84 | 39.68 | 0.99999 | 0 | 7.48 | 0.12502 | 0 | 0
53.2897 | 2.2546 | 0 | 51.0351 | 19.84 | 39.68 | 0.99999 | 2.0259 | 7.48 | 0.12502 | 0 | 0
52.8006 | 2.2546 | 0 | 50.546 | 19.52 | 39.04 | 0.99999 | 2.0259 | 7.48 | 0.12502 | 0 | 0
47.1176 | 0 | 8.3976 | 38.72 | 19.36 | 38.72 | 0.99999 | 0 | 12.23 | 0.12502 | 0 | 0
37.0133 | 0 | 0 | 37.0133 | 20.16 | 40.32 | 0.99999 | 0 | 12.23 | 0.12502 | 0 | 3.3067
21.891 | 0 | 0 | 21.891 | 19.84 | 39.68 | 0.99999 | 0 | 12.23 | 0.12502 | 0 | 17.789
5.2429 | 0 | 0 | 5.2429 | 20.48 | 40.96 | 0.99999 | 0 | 12.23 | 0.12502 | 0 | 35.7171
0 | 0 | 0 | 0 | 20.8 | 41.6 | 0.99999 | 0 | 7.48 | 0.12502 | 0 | 41.6
0 | 0 | 0 | 0 | 20.8 | 41.6 | 0.99999 | 0 | 7.48 | 0.12502 | 0 | 41.6
0 | 0 | 0 | 0 | 20.8 | 41.6 | 0.2 | 2.1372 | 7.48 | 0.12502 | 0 | 39.4628
0 | 0 | 0 | 0 | 20.96 | 41.92 | 0.95833 | 0 | 7.48 | 0.10709 | 2.2546 | 41.92
0 | 0 | 0 | 0 | 21.28 | 42.56 | 0.99999 | 0 | 7.48 | 0.10709 | 0.12386 | 42.56
0 | 0 | 0 | 0 | 16.8 | 33.6 | 0.99999 | 0 | 7.48 | 0.10709 | 0 | 33.6
0 | 0 | 0 | 0 | 14.08 | 28.16 | 0.99999 | 0 | 7.48 | 0.10709 | 0 | 28.16
0 | 0 | 0 | 0 | 14.08 | 28.16 | 0.99999 | 0 | 7.48 | 0.10709 | 0 | 28.16
0 | 0 | 0 | 0 | 15.5733 | 31.1467 | 0.99999 | 0 | 7.48 | 0.10709 | 0 | 31.1467
0 | 0 | 0 | 0 | 14.4 | 28.8 | 0.99999 | 0 | 7.48 | 0.10709 | 0 | 28.8
0 | 0 | 0 | 0 | 13.7067 | 27.4133 | 0.99999 | 0 | 7.48 | 0.10709 | 0 | 27.4133
0 | 0 | 0 | 0 | 18.1867 | 36.3733 | 0.99999 | 0 | 7.48 | 0.10709 | 0 | 36.3733
0 | 0 | 0 | 0 | 22.0267 | 44.0533 | 0.99999 | 0 | 7.48 | 0.10709 | 0 | 44.0533
0 | 0 | 0 | 0 | 22.24 | 44.48 | 0.99999 | 0 | 7.48 | 0.10709 | 0 | 44.48
6.671 | 0 | 0 | 6.671 | 19.84 | 39.68 | 0.99999 | 0 | 7.48 | 0.10709 | 0 | 33.009
24.2679 | 0 | 0 | 24.2679 | 18.9333 | 37.8667 | 0.99999 | 0 | 7.48 | 0.10709 | 0 | 13.5987
38.6468 | 0 | 0 | 38.6468 | 21.7067 | 43.4133 | 0.99999 | 0 | 7.48 | 0.10709 | 0 | 4.7666
47.7632 | 0 | 0 | 47.7632 | 29.12 | 58.24 | 0.99999 | 0 | 7.48 | 0.12502 | 0 | 10.4768
53.7201 | 0 | 0 | 53.7201 | 30.4 | 60.8 | 0.99999 | 0 | 7.48 | 0.12502 | 0 | 7.0799
53.0647 | 0 | 0 | 53.0647 | 31.36 | 62.72 | 0.99999 | 0 | 7.48 | 0.12502 | 0 | 9.6553
49.1228 | 0 | 0 | 49.1228 | 30.56 | 61.12 | 0.99999 | 0 | 12.23 | 0.12502 | 0 | 11.9972
38.3142 | 0 | 0 | 38.3142 | 30.56 | 61.12 | 0.99999 | 0 | 12.23 | 0.12502 | 0 | 22.8058
22.3801 | 0 | 0 | 22.3801 | 30.72 | 61.44 | 0.99999 | 0 | 12.23 | 0.12502 | 0 | 39.0599
5.2429 | 0 | 0 | 5.2429 | 32.32 | 64.64 | 0.99999 | 0 | 12.23 | 0.12502 | 0 | 59.3971
0 | 0 | 0 | 0 | 32.96 | 65.92 | 0.99999 | 0 | 7.48 | 0.12502 | 0 | 65.92
0 | 0 | 0 | 0 | 32.48 | 64.96 | 0.99999 | 0 | 7.48 | 0.12502 | 0 | 64.96
0 | 0 | 0 | 0 | 31.68 | 63.36 | 0.2 | 2.1372 | 7.48 | 0.12502 | 0 | 61.2228
0 | 0 | 0 | 0 | 31.52 | 63.04 | 0.95833 | 0 | 7.48 | 0.10709 | 2.2546 | 63.04
0 | 0 | 0 | 0 | 29.12 | 58.24 | 0.99999 | 0 | 7.48 | 0.10709 | 0.12386 | 58.24
0 | 0 | 0 | 0 | 17.28 | 34.56 | 0.99999 | 0 | 7.48 | 0.10709 | 0 | 34.56
0 | 0 | 0 | 0 | 14.72 | 29.44 | 0.99999 | 0 | 7.48 | 0.10709 | 0 | 29.44
0 | 0 | 0 | 0 | 14.4 | 28.8 | 0.99999 | 0 | 7.48 | 0.10709 | 0 | 28.8
0 | 0 | 0 | 0 | 16.96 | 33.92 | 0.99999 | 0 | 7.48 | 0.10709 | 0 | 33.92
0 | 0 | 0 | 0 | 18.72 | 37.44 | 0.99999 | 0 | 7.48 | 0.10709 | 0 | 37.44
0 | 0 | 0 | 0 | 15.2 | 30.4 | 0.99999 | 0 | 7.48 | 0.10709 | 0 | 30.4
0 | 0 | 0 | 0 | 17.92 | 35.84 | 0.99999 | 0 | 7.48 | 0.10709 | 0 | 35.84
0 | 0 | 0 | 0 | 22.4 | 44.8 | 0.99999 | 0 | 7.48 | 0.10709 | 0 | 44.8
0 | 0 | 0 | 0 | 30.72 | 61.44 | 0.99999 | 0 | 7.48 | 0.10709 | 0 | 61.44
6.446 | 0 | 0 | 6.446 | 30.24 | 60.48 | 0.99999 | 0 | 7.48 | 0.10709 | 0 | 54.034
23.2507 | 0 | 0 | 23.2507 | 36.32 | 72.64 | 0.99999 | 0 | 7.48 | 0.10709 | 0 | 49.3893
37.7469 | 0 | 0 | 37.7469 | 38 | 76 | 0.99999 | 0 | 7.48 | 0.10709 | 0 | 38.2531
47.323 | 0 | 0 | 47.323 | 37.36 | 74.72 | 0.99999 | 0 | 7.48 | 0.12502 | 0 | 27.397
51.5388 | 0 | 0 | 51.5388 | 36.32 | 72.64 | 0.99999 | 0 | 7.48 | 0.12502 | 0 | 21.1012
52.4681 | 0 | 0 | 52.4681 | 32.48 | 64.96 | 0.99999 | 0 | 7.48 | 0.12502 | 0 | 12.4919
47.2447 | 0 | 0 | 47.2447 | 31.84 | 63.68 | 0.99999 | 0 | 12.23 | 0.12502 | 0 | 16.4353
36.5927 | 0 | 0 | 36.5927 | 31.04 | 62.08 | 0.99999 | 0 | 12.23 | 0.12502 | 0 | 25.4873
21.4509 | 0 | 0 | 21.4509 | 30.56 | 61.12 | 0.99999 | 0 | 12.23 | 0.12502 | 0 | 39.6691
5.1255 | 0 | 0 | 5.1255 | 31.84 | 63.68 | 0.99999 | 0 | 12.23 | 0.12502 | 0 | 58.5545
0 | 0 | 0 | 0 | 31.2 | 62.4 | 0.99999 | 0 | 7.48 | 0.12502 | 0 | 62.4
0 | 0 | 0 | 0 | 30.24 | 60.48 | 0.99999 | 0 | 7.48 | 0.12502 | 0 | 60.48
0 | 0 | 0 | 0 | 22.4 | 44.8 | 0.2 | 2.1372 | 7.48 | 0.12502 | 0 | 42.6628
0 | 0 | 0 | 0 | 20.32 | 40.64 | 0.2 | 0 | 7.48 | 0.10709 | 0 | 40.64
0 | 0 | 0 | 0 | 20 | 40 | 0.2 | 0 | 7.48 | 0.10709 | 0 | 40
0 | 0 | 0 | 0 | 16.8 | 33.6 | 0.2 | 0 | 7.48 | 0.10709 | 0 | 33.6
0 | 0 | 0 | 0 | 14.72 | 29.44 | 0.2 | 0 | 7.48 | 0.10709 | 0 | 29.44
0 | 0 | 0 | 0 | 14.5067 | 29.0133 | 0.2 | 0 | 7.48 | 0.10709 | 0 | 29.0133
0 | 0 | 0 | 0 | 16.5867 | 33.1733 | 0.2 | 0 | 7.48 | 0.10709 | 0 | 33.1733
0 | 0 | 0 | 0 | 17.44 | 34.88 | 0.2 | 0 | 7.48 | 0.10709 | 0 | 34.88
0 | 0 | 0 | 0 | 15.36 | 30.72 | 0.2 | 0 | 7.48 | 0.10709 | 0 | 30.72
0 | 0 | 0 | 0 | 18.08 | 36.16 | 0.2 | 0 | 7.48 | 0.10709 | 0 | 36.16
0 | 0 | 0 | 0 | 19.68 | 39.36 | 0.2 | 0 | 7.48 | 0.10709 | 0 | 39.36
0 | 0 | 0 | 0 | 19.84 | 39.68 | 0.2 | 0 | 7.48 | 0.10709 | 0 | 39.68
6.3971 | 0 | 0 | 6.3971 | 18.88 | 37.76 | 0.2 | 0 | 7.48 | 0.10709 | 0 | 31.3629
23.4854 | 0 | 0 | 23.4854 | 18.72 | 37.44 | 0.2 | 0 | 7.48 | 0.10709 | 0 | 13.9546
37.9816 | 1.1816 | 0 | 36.8 | 18.4 | 36.8 | 0.59744 | 0 | 7.48 | 0.10709 | 0 | 0
46.6676 | 1.1968 | 8.3508 | 37.12 | 18.56 | 37.12 | 0.99999 | 0 | 7.48 | 0.12502 | 0 | 0
50.7856 | 0 | 14.9456 | 35.84 | 17.92 | 35.84 | 0.99999 | 0 | 7.48 | 0.12502 | 0 | 0
41.3269 | 0 | 6.4469 | 34.88 | 17.44 | 34.88 | 0.99999 | 0 | 7.48 | 0.12502 | 0 | 0
46.8144 | 0 | 11.2944 | 35.52 | 17.76 | 35.52 | 0.99999 | 0 | 12.23 | 0.12502 | 0 | 0
36.6514 | 0 | 0.49135 | 36.16 | 18.08 | 36.16 | 0.99999 | 0 | 12.23 | 0.12502 | 0 | 0
21.7248 | 0 | 0 | 21.7248 | 17.76 | 35.52 | 0.99999 | 0 | 12.23 | 0.12502 | 0 | 13.7952
5.419 | 0 | 0 | 5.419 | 19.2 | 38.4 | 0.99999 | 0 | 12.23 | 0.12502 | 0 | 32.981
0 | 0 | 0 | 0 | 19.36 | 38.72 | 0.99999 | 0 | 7.48 | 0.12502 | 0 | 38.72
0 | 0 | 0 | 0 | 20.16 | 40.32 | 0.99999 | 0 | 7.48 | 0.12502 | 0 | 40.32
0 | 0 | 0 | 0 | 18.72 | 37.44 | 0.2 | 2.1372 | 7.48 | 0.12502 | 0 | 35.3028
0 | 0 | 0 | 0 | 18.72 | 37.44 | 0.95833 | 0 | 7.48 | 0.10709 | 2.2546 | 37.44
0 | 0 | 0 | 0 | 18.4 | 36.8 | 0.99999 | 0 | 7.48 | 0.10709 | 0.12386 | 36.8
0 | 0 | 0 | 0 | 14.4 | 28.8 | 0.99999 | 0 | 7.48 | 0.10709 | 0 | 28.8
0 | 0 | 0 | 0 | 13.12 | 26.24 | 0.99999 | 0 | 7.48 | 0.10709 | 0 | 26.24
0 | 0 | 0 | 0 | 10.72 | 21.44 | 0.99999 | 0 | 7.48 | 0.10709 | 0 | 21.44
0 | 0 | 0 | 0 | 16 | 32 | 0.99999 | 0 | 7.48 | 0.10709 | 0 | 32
0 | 0 | 0 | 0 | 13.28 | 26.56 | 0.99999 | 0 | 7.48 | 0.10709 | 0 | 26.56
0 | 0 | 0 | 0 | 13.28 | 26.56 | 0.99999 | 0 | 7.48 | 0.10709 | 0 | 26.56
0 | 0 | 0 | 0 | 17.28 | 34.56 | 0.99999 | 0 | 7.48 | 0.10709 | 0 | 34.56
0 | 0 | 0 | 0 | 20.48 | 40.96 | 0.99999 | 0 | 7.48 | 0.10709 | 0 | 40.96
0 | 0 | 0 | 0 | 31.04 | 62.08 | 0.99999 | 0 | 7.48 | 0.10709 | 0 | 62.08
3.3355 | 0 | 0 | 3.3355 | 30.56 | 61.12 | 0.99999 | 0 | 7.48 | 0.10709 | 0 | 57.7845
23.5343 | 0 | 0 | 23.5343 | 38.08 | 76.16 | 0.99999 | 0 | 7.48 | 0.10709 | 0 | 52.6257
38.4609 | 0 | 0 | 38.4609 | 36.64 | 73.28 | 0.99999 | 0 | 7.48 | 0.10709 | 0 | 34.8191
47.7534 | 0 | 0 | 47.7534 | 35.68 | 71.36 | 0.99999 | 0 | 7.48 | 0.12502 | 0 | 23.6066
51.0302 | 0 | 0 | 51.0302 | 31.84 | 63.68 | 0.99999 | 0 | 7.48 | 0.12502 | 0 | 12.6498
50.6291 | 0 | 0 | 50.6291 | 30.4 | 60.8 | 0.99999 | 0 | 7.48 | 0.12502 | 0 | 10.1709
45.709 | 0 | 0 | 45.709 | 28.64 | 57.28 | 0.99999 | 0 | 12.23 | 0.12502 | 0 | 11.571
34.9787 | 0 | 0 | 34.9787 | 29.28 | 58.56 | 0.99999 | 0 | 12.23 | 0.12502 | 0 | 23.5813
15.9048 | 0 | 0 | 15.9048 | 29.44 | 58.88 | 0.99999 | 0 | 12.23 | 0.12502 | 0 | 42.9752
5.6928 | 0 | 0 | 5.6928 | 30.08 | 60.16 | 0.99999 | 0 | 12.23 | 0.12502 | 0 | 54.4672
0 | 0 | 0 | 0 | 30.08 | 60.16 | 0.99999 | 0 | 7.48 | 0.12502 | 0 | 60.16
0 | 0 | 0 | 0 | 29.28 | 58.56 | 0.99999 | 0 | 7.48 | 0.12502 | 0 | 58.56
0 | 0 | 0 | 0 | 28.64 | 57.28 | 0.2 | 2.1372 | 7.48 | 0.12502 | 0 | 55.1428
0 | 0 | 0 | 0 | 29.44 | 58.88 | 0.2 | 0 | 7.48 | 0.10709 | 0 | 58.88
0 | 0 | 0 | 0 | 26.56 | 53.12 | 0.2 | 0 | 7.48 | 0.10709 | 0 | 53.12
0 | 0 | 0 | 0 | 15.36 | 30.72 | 0.2 | 0 | 7.48 | 0.10709 | 0 | 30.72
0 | 0 | 0 | 0 | 13.76 | 27.52 | 0.2 | 0 | 7.48 | 0.10709 | 0 | 27.52
0 | 0 | 0 | 0 | 13.6 | 27.2 | 0.2 | 0 | 7.48 | 0.10709 | 0 | 27.2
0 | 0 | 0 | 0 | 13.6 | 27.2 | 0.2 | 0 | 7.48 | 0.10709 | 0 | 27.2
0 | 0 | 0 | 0 | 12.32 | 24.64 | 0.2 | 0 | 7.48 | 0.10709 | 0 | 24.64
0 | 0 | 0 | 0 | 13.6 | 27.2 | 0.2 | 0 | 7.48 | 0.10709 | 0 | 27.2
0 | 0 | 0 | 0 | 18.4 | 36.8 | 0.2 | 0 | 7.48 | 0.10709 | 0 | 36.8
0 | 0 | 0 | 0 | 23.68 | 47.36 | 0.2 | 0 | 7.48 | 0.10709 | 0 | 47.36
0 | 0 | 0 | 0 | 27.2 | 54.4 | 0.2 | 0 | 7.48 | 0.10709 | 0 | 54.4
6.4656 | 0 | 0 | 6.4656 | 29.6 | 59.2 | 0.2 | 0 | 7.48 | 0.10709 | 0 | 52.7344
23.8082 | 0 | 0 | 23.8082 | 33.6 | 67.2 | 0.2 | 0 | 7.48 | 0.10709 | 0 | 43.3918
38.5001 | 0 | 0 | 38.5001 | 34.88 | 69.76 | 0.2 | 0 | 7.48 | 0.10709 | 0 | 31.2599
48.1642 | 0 | 0 | 48.1642 | 34.4 | 68.8 | 0.2 | 0 | 7.48 | 0.10709 | 0 | 20.6358
51.6953 | 0 | 0 | 51.6953 | 34.72 | 69.44 | 0.2 | 0 | 7.48 | 0.10709 | 0 | 17.7447
51.2063 | 0 | 0 | 51.2063 | 35.84 | 71.68 | 0.2 | 0 | 7.48 | 0.10709 | 0 | 20.4737
44.7505 | 0 | 0 | 44.7505 | 33.28 | 66.56 | 0.2 | 0 | 7.48 | 0.10709 | 0 | 21.8095
35.4678 | 0 | 0 | 35.4678 | 31.52 | 63.04 | 0.2 | 0 | 7.48 | 0.10709 | 0 | 27.5722
21.803 | 0 | 0 | 21.803 | 31.68 | 63.36 | 0.2 | 0 | 7.48 | 0.10709 | 0 | 41.557
5.8298 | 0 | 0 | 5.8298 | 32.8 | 65.6 | 0.2 | 0 | 7.48 | 0.10709 | 0 | 59.7702
0 | 0 | 0 | 0 | 32.8 | 65.6 | 0.2 | 0 | 7.48 | 0.10709 | 0 | 65.6
0 | 0 | 0 | 0 | 32.64 | 65.28 | 0.2 | 0 | 7.48 | 0.10709 | 0 | 65.28
0 | 0 | 0 | 0 | 32 | 64 | 0.2 | 0 | 7.48 | 0.10709 | 0 | 64
0 | 0 | 0 | 0 | 29.76 | 59.52 | 0.2 | 0 | 7.48 | 0.10709 | 0 | 59.52
0 | 0 | 0 | 0 | 24.64 | 49.28 | 0.2 | 0 | 7.48 | 0.10709 | 0 | 49.28
0 | 0 | 0 | 0 | 18.72 | 37.44 | 0.2 | 0 | 7.48 | 0.10709 | 0 | 37.44
0 | 0 | 0 | 0 | 13.92 | 27.84 | 0.2 | 0 | 7.48 | 0.10709 | 0 | 27.84
0 | 0 | 0 | 0 | 13.12 | 26.24 | 0.2 | 0 | 7.48 | 0.10709 | 0 | 26.24
0 | 0 | 0 | 0 | 12.48 | 24.96 | 0.2 | 0 | 7.48 | 0.10709 | 0 | 24.96
0 | 0 | 0 | 0 | 12.32 | 24.64 | 0.2 | 0 | 7.48 | 0.10709 | 0 | 24.64
0 | 0 | 0 | 0 | 13.28 | 26.56 | 0.2 | 0 | 7.48 | 0.10709 | 0 | 26.56
0 | 0 | 0 | 0 | 19.04 | 38.08 | 0.2 | 0 | 7.48 | 0.10709 | 0 | 38.08
0 | 0 | 0 | 0 | 21.28 | 42.56 | 0.2 | 0 | 7.48 | 0.10709 | 0 | 42.56
0 | 0 | 0 | 0 | 22.4 | 44.8 | 0.2 | 0 | 7.48 | 0.10709 | 0 | 44.8
6.1526 | 0 | 0 | 6.1526 | 28.64 | 57.28 | 0.2 | 0 | 7.48 | 0.10709 | 0 | 51.1274
22.9572 | 0 | 0 | 22.9572 | 27.68 | 55.36 | 0.2 | 0 | 7.48 | 0.10709 | 0 | 32.4028
37.7958 | 0 | 0 | 37.7958 | 28.48 | 56.96 | 0.2 | 0 | 7.48 | 0.10709 | 0 | 19.1642
47.0393 | 0 | 0 | 47.0393 | 27.68 | 55.36 | 0.2 | 0 | 7.48 | 0.10709 | 0 | 8.3207
49.5825 | 0 | 0 | 49.5825 | 26.72 | 53.44 | 0.2 | 0 | 7.48 | 0.10709 | 0 | 3.8575
42.4909 | 0 | 0 | 42.4909 | 25.44 | 50.88 | 0.2 | 0 | 7.48 | 0.10709 | 0 | 8.3891
37.6588 | 0 | 0 | 37.6588 | 25.12 | 50.24 | 0.2 | 0 | 7.48 | 0.10709 | 0 | 12.5812
23.2898 | 0 | 0 | 23.2898 | 25.12 | 50.24 | 0.2 | 0 | 7.48 | 0.10709 | 0 | 26.9502
9.0479 | 0 | 0 | 9.0479 | 25.12 | 50.24 | 0.2 | 0 | 7.48 | 0.10709 | 0 | 41.1921
2.5041 | 0 | 0 | 2.5041 | 26.24 | 52.48 | 0.2 | 0 | 7.48 | 0.10709 | 0 | 49.9759
0 | 0 | 0 | 0 | 26.88 | 53.76 | 0.2 | 0 | 7.48 | 0.10709 | 0 | 53.76
0 | 0 | 0 | 0 | 26.24 | 52.48 | 0.2 | 0 | 7.48 | 0.10709 | 0 | 52.48
0 | 0 | 0 | 0 | 26.88 | 53.76 | 0.2 | 0 | 7.48 | 0.10709 | 0 | 53.76
0 | 0 | 0 | 0 | 26.88 | 53.76 | 0.2 | 0 | 7.48 | 0.10709 | 0 | 53.76
0 | 0 | 0 | 0 | 26.88 | 53.76 | 0.2 | 0 | 7.48 | 0.10709 | 0 | 53.76
0 | 0 | 0 | 0 | 21.76 | 43.52 | 0.2 | 0 | 7.48 | 0.10709 | 0 | 43.52
0 | 0 | 0 | 0 | 20.48 | 40.96 | 0.2 | 0 | 7.48 | 0.10709 | 0 | 40.96
0 | 0 | 0 | 0 | 19.52 | 39.04 | 0.2 | 0 | 7.48 | 0.10709 | 0 | 39.04
0 | 0 | 0 | 0 | 18.08 | 36.16 | 0.2 | 0 | 7.48 | 0.10709 | 0 | 36.16
0 | 0 | 0 | 0 | 18.4 | 36.8 | 0.2 | 0 | 7.48 | 0.10709 | 0 | 36.8
0 | 0 | 0 | 0 | 19.2 | 38.4 | 0.2 | 0 | 7.48 | 0.10709 | 0 | 38.4
0 | 0 | 0 | 0 | 25.12 | 50.24 | 0.2 | 0 | 7.48 | 0.10709 | 0 | 50.24
0 | 0 | 0 | 0 | 27.04 | 54.08 | 0.2 | 0 | 7.48 | 0.10709 | 0 | 54.08
0 | 0 | 0 | 0 | 22.56 | 45.12 | 0.2 | 0 | 7.48 | 0.10709 | 0 | 45.12
1.5259 | 0 | 0 | 1.5259 | 20.48 | 40.96 | 0.2 | 0 | 7.48 | 0.10709 | 0 | 39.4341
13.6843 | 0 | 0 | 13.6843 | 20 | 40 | 0.2 | 0 | 7.48 | 0.10709 | 0 | 26.3157
35.0081 | 0 | 0 | 35.0081 | 19.84 | 39.68 | 0.2 | 0 | 7.48 | 0.10709 | 0 | 4.6719
44.2223 | 2.2546 | 2.2876 | 39.68 | 19.84 | 39.68 | 0.95833 | 0 | 7.48 | 0.12502 | 0 | 0
49.8956 | 0.12386 | 10.0917 | 39.68 | 19.84 | 39.68 | 0.99999 | 0 | 7.48 | 0.12502 | 0 | 0
49.7097 | 0 | 10.6697 | 39.04 | 19.52 | 39.04 | 0.99999 | 0 | 7.48 | 0.12502 | 0 | 0
44.9852 | 0 | 6.2652 | 38.72 | 19.36 | 38.72 | 0.99999 | 0 | 12.23 | 0.12502 | 0 | 0
35.1743 | 0 | 0 | 35.1743 | 20.16 | 40.32 | 0.99999 | 0 | 12.23 | 0.12502 | 0 | 5.1457
13.9778 | 0 | 0 | 13.9778 | 19.84 | 39.68 | 0.99999 | 0 | 12.23 | 0.12502 | 0 | 25.7022
0.21519 | 0 | 0 | 0.21519 | 20.48 | 40.96 | 0.99999 | 0 | 12.23 | 0.12502 | 0 | 40.7448
0 | 0 | 0 | 0 | 20.8 | 41.6 | 0.99999 | 0 | 7.48 | 0.12502 | 0 | 41.6
0 | 0 | 0 | 0 | 20.8 | 41.6 | 0.99999 | 0 | 7.48 | 0.12502 | 0 | 41.6
0 | 0 | 0 | 0 | 20.8 | 41.6 | 0.2 | 2.1372 | 7.48 | 0.12502 | 0 | 39.4628
0 | 0 | 0 | 0 | 20.96 | 41.92 | 0.95833 | 0 | 7.48 | 0.10709 | 2.2546 | 41.92
0 | 0 | 0 | 0 | 21.28 | 42.56 | 0.99999 | 0 | 7.48 | 0.10709 | 0.12386 | 42.56
0 | 0 | 0 | 0 | 16.8 | 33.6 | 0.99999 | 0 | 7.48 | 0.10709 | 0 | 33.6
0 | 0 | 0 | 0 | 14.08 | 28.16 | 0.99999 | 0 | 7.48 | 0.10709 | 0 | 28.16
0 | 0 | 0 | 0 | 14.08 | 28.16 | 0.99999 | 0 | 7.48 | 0.10709 | 0 | 28.16
0 | 0 | 0 | 0 | 15.5733 | 31.1467 | 0.99999 | 0 | 7.48 | 0.10709 | 0 | 31.1467
0 | 0 | 0 | 0 | 14.4 | 28.8 | 0.99999 | 0 | 7.48 | 0.10709 | 0 | 28.8
0 | 0 | 0 | 0 | 13.7067 | 27.4133 | 0.99999 | 0 | 7.48 | 0.10709 | 0 | 27.4133
0 | 0 | 0 | 0 | 18.1867 | 36.3733 | 0.99999 | 0 | 7.48 | 0.10709 | 0 | 36.3733
0 | 0 | 0 | 0 | 22.0267 | 44.0533 | 0.99999 | 0 | 7.48 | 0.10709 | 0 | 44.0533
0 | 0 | 0 | 0 | 22.24 | 44.48 | 0.99999 | 0 | 7.48 | 0.10709 | 0 | 44.48
5.2429 | 0 | 0 | 5.2429 | 19.84 | 39.68 | 0.99999 | 0 | 7.48 | 0.10709 | 0 | 34.4371
21.2552 | 0 | 0 | 21.2552 | 18.9333 | 37.8667 | 0.99999 | 0 | 7.48 | 0.10709 | 0 | 16.6114
25.432 | 0 | 0 | 25.432 | 21.7067 | 43.4133 | 0.99999 | 0 | 7.48 | 0.10709 | 0 | 17.9814
33.3452 | 0 | 0 | 33.3452 | 29.12 | 58.24 | 0.99999 | 0 | 7.48 | 0.12502 | 0 | 24.8948
43.0485 | 0 | 0 | 43.0485 | 30.4 | 60.8 | 0.99999 | 0 | 7.48 | 0.12502 | 0 | 17.7515
37.7273 | 0 | 0 | 37.7273 | 31.36 | 62.72 | 0.99999 | 0 | 7.48 | 0.12502 | 0 | 24.9927
33.443 | 0 | 0 | 33.443 | 30.56 | 61.12 | 0.99999 | 0 | 12.23 | 0.12502 | 0 | 27.677
28.7674 | 0 | 0 | 28.7674 | 30.56 | 61.12 | 0.99999 | 0 | 12.23 | 0.12502 | 0 | 32.3526
22.4486 | 0 | 0 | 22.4486 | 30.72 | 61.44 | 0.99999 | 0 | 12.23 | 0.12502 | 0 | 38.9914
6.0743 | 0 | 0 | 6.0743 | 32.32 | 64.64 | 0.99999 | 0 | 12.23 | 0.12502 | 0 | 58.5657
0 | 0 | 0 | 0 | 32.96 | 65.92 | 0.99999 | 0 | 7.48 | 0.12502 | 0 | 65.92
0 | 0 | 0 | 0 | 32.48 | 64.96 | 0.99999 | 0 | 7.48 | 0.12502 | 0 | 64.96
0 | 0 | 0 | 0 | 31.68 | 63.36 | 0.2 | 2.1372 | 7.48 | 0.12502 | 0 | 61.2228
0 | 0 | 0 | 0 | 31.52 | 63.04 | 0.95833 | 0 | 7.48 | 0.10709 | 2.2546 | 63.04
0 | 0 | 0 | 0 | 29.12 | 58.24 | 0.99999 | 0 | 7.48 | 0.10709 | 0.12386 | 58.24
0 | 0 | 0 | 0 | 17.28 | 34.56 | 0.99999 | 0 | 7.48 | 0.10709 | 0 | 34.56
0 | 0 | 0 | 0 | 14.72 | 29.44 | 0.99999 | 0 | 7.48 | 0.10709 | 0 | 29.44
0 | 0 | 0 | 0 | 14.4 | 28.8 | 0.99999 | 0 | 7.48 | 0.10709 | 0 | 28.8
0 | 0 | 0 | 0 | 16.96 | 33.92 | 0.99999 | 0 | 7.48 | 0.10709 | 0 | 33.92
0 | 0 | 0 | 0 | 18.72 | 37.44 | 0.99999 | 0 | 7.48 | 0.10709 | 0 | 37.44
0 | 0 | 0 | 0 | 15.2 | 30.4 | 0.99999 | 0 | 7.48 | 0.10709 | 0 | 30.4
0 | 0 | 0 | 0 | 17.92 | 35.84 | 0.99999 | 0 | 7.48 | 0.10709 | 0 | 35.84
0 | 0 | 0 | 0 | 22.4 | 44.8 | 0.99999 | 0 | 7.48 | 0.10709 | 0 | 44.8
0 | 0 | 0 | 0 | 30.72 | 61.44 | 0.99999 | 0 | 7.48 | 0.10709 | 0 | 61.44
1.9759 | 0 | 0 | 1.9759 | 30.24 | 60.48 | 0.99999 | 0 | 7.48 | 0.10709 | 0 | 58.5041
1.0857 | 0 | 0 | 1.0857 | 36.32 | 72.64 | 0.2 | 2.1372 | 7.48 | 0.10709 | 0 | 69.417
6.583 | 0 | 0 | 6.583 | 38 | 76 | 0.2 | 0 | 7.48 | 0.10709 | 0 | 69.417
20.6488 | 0 | 0 | 20.6488 | 37.36 | 74.72 | 0.95833 | 0 | 7.48 | 0.12502 | 2.2546 | 54.0712
11.9921 | 0 | 0 | 11.9921 | 36.32 | 72.64 | 0.99999 | 0 | 7.48 | 0.12502 | 0.12386 | 60.6479
13.6061 | 0 | 0 | 13.6061 | 32.48 | 64.96 | 0.99999 | 0 | 7.48 | 0.12502 | 0 | 51.3539
22.3116 | 0 | 0 | 22.3116 | 31.84 | 63.68 | 0.99999 | 0 | 12.23 | 0.12502 | 0 | 41.3684
5.3896 | 0 | 0 | 5.3896 | 31.04 | 62.08 | 0.99999 | 0 | 12.23 | 0.12502 | 0 | 56.6904
5.8396 | 0 | 0 | 5.8396 | 30.56 | 61.12 | 0.99999 | 0 | 12.23 | 0.12502 | 0 | 55.2804
0.67492 | 0 | 0 | 0.67492 | 31.84 | 63.68 | 0.2 | 2.1372 | 12.23 | 0.12502 | 0 | 60.8679
0 | 0 | 0 | 0 | 31.2 | 62.4 | 0.2 | 0 | 7.48 | 0.12502 | 0 | 62.4
0 | 0 | 0 | 0 | 30.24 | 60.48 | 0.2 | 0 | 7.48 | 0.12502 | 0 | 60.48
0 | 0 | 0 | 0 | 22.4 | 44.8 | 0.2 | 0 | 7.48 | 0.12502 | 0 | 44.8
0 | 0 | 0 | 0 | 20.32 | 40.64 | 0.95833 | 0 | 7.48 | 0.10709 | 2.2546 | 40.64
0 | 0 | 0 | 0 | 20 | 40 | 0.99999 | 0 | 7.48 | 0.10709 | 0.12386 | 40
0 | 0 | 0 | 0 | 16.8 | 33.6 | 0.99999 | 0 | 7.48 | 0.10709 | 0 | 33.6
0 | 0 | 0 | 0 | 14.72 | 29.44 | 0.99999 | 0 | 7.48 | 0.10709 | 0 | 29.44
0 | 0 | 0 | 0 | 14.5067 | 29.0133 | 0.99999 | 0 | 7.48 | 0.10709 | 0 | 29.0133
0 | 0 | 0 | 0 | 16.5867 | 33.1733 | 0.99999 | 0 | 7.48 | 0.10709 | 0 | 33.1733
0 | 0 | 0 | 0 | 17.44 | 34.88 | 0.99999 | 0 | 7.48 | 0.10709 | 0 | 34.88
0 | 0 | 0 | 0 | 15.36 | 30.72 | 0.99999 | 0 | 7.48 | 0.10709 | 0 | 30.72
0 | 0 | 0 | 0 | 18.08 | 36.16 | 0.99999 | 0 | 7.48 | 0.10709 | 0 | 36.16
0 | 0 | 0 | 0 | 19.68 | 39.36 | 0.99999 | 0 | 7.48 | 0.10709 | 0 | 39.36
0 | 0 | 0 | 0 | 19.84 | 39.68 | 0.99999 | 0 | 7.48 | 0.10709 | 0 | 39.68
0 | 0 | 0 | 0 | 18.88 | 37.76 | 0.99999 | 0 | 7.48 | 0.10709 | 0 | 37.76
1.1053 | 0 | 0 | 1.1053 | 18.72 | 37.44 | 0.99999 | 0 | 7.48 | 0.10709 | 0 | 36.3347
9.0479 | 0 | 0 | 9.0479 | 18.4 | 36.8 | 0.99999 | 0 | 7.48 | 0.10709 | 0 | 27.7521
17.4894 | 0 | 0 | 17.4894 | 18.56 | 37.12 | 0.99999 | 0 | 7.48 | 0.12502 | 0 | 19.6306
18.8783 | 0 | 0 | 18.8783 | 17.92 | 35.84 | 0.99999 | 0 | 7.48 | 0.12502 | 0 | 16.9617
21.9791 | 0 | 0 | 21.9791 | 17.44 | 34.88 | 0.99999 | 0 | 7.48 | 0.12502 | 0 | 12.9009
20.5608 | 0 | 0 | 20.5608 | 17.76 | 35.52 | 0.99999 | 0 | 12.23 | 0.12502 | 0 | 14.9592
5.0668 | 0 | 0 | 5.0668 | 18.08 | 36.16 | 0.99999 | 0 | 12.23 | 0.12502 | 0 | 31.0932
5.0375 | 0 | 0 | 5.0375 | 17.76 | 35.52 | 0.99999 | 0 | 12.23 | 0.12502 | 0 | 30.4825
0.41082 | 0 | 0 | 0.41082 | 19.2 | 38.4 | 0.99999 | 0 | 12.23 | 0.12502 | 0 | 37.9892
0 | 0 | 0 | 0 | 19.36 | 38.72 | 0.99999 | 0 | 7.48 | 0.12502 | 0 | 38.72
0 | 0 | 0 | 0 | 20.16 | 40.32 | 0.99999 | 0 | 7.48 | 0.12502 | 0 | 40.32
0 | 0 | 0 | 0 | 18.72 | 37.44 | 0.2 | 2.1372 | 7.48 | 0.12502 | 0 | 35.3028
0 | 0 | 0 | 0 | 18.72 | 37.44 | 0.95833 | 0 | 7.48 | 0.10709 | 2.2546 | 37.44
0 | 0 | 0 | 0 | 18.4 | 36.8 | 0.99999 | 0 | 7.48 | 0.10709 | 0.12386 | 36.8
0 | 0 | 0 | 0 | 14.4 | 28.8 | 0.99999 | 0 | 7.48 | 0.10709 | 0 | 28.8
0 | 0 | 0 | 0 | 13.12 | 26.24 | 0.99999 | 0 | 7.48 | 0.10709 | 0 | 26.24
0 | 0 | 0 | 0 | 13.44 | 26.88 | 0.99999 | 0 | 7.48 | 0.10709 | 0 | 26.88
0 | 0 | 0 | 0 | 16.16 | 32.32 | 0.99999 | 0 | 7.48 | 0.10709 | 0 | 32.32
0 | 0 | 0 | 0 | 12.16 | 24.32 | 0.99999 | 0 | 7.48 | 0.10709 | 0 | 24.32
0 | 0 | 0 | 0 | 12.32 | 24.64 | 0.99999 | 0 | 7.48 | 0.10709 | 0 | 24.64
0 | 0 | 0 | 0 | 18.24 | 36.48 | 0.99999 | 0 | 7.48 | 0.10709 | 0 | 36.48
0 | 0 | 0 | 0 | 20 | 40 | 0.99999 | 0 | 7.48 | 0.10709 | 0 | 40
0 | 0 | 0 | 0 | 20.32 | 40.64 | 0.99999 | 0 | 7.48 | 0.10709 | 0 | 40.64
5.0962 | 0 | 0 | 5.0962 | 19.36 | 38.72 | 0.99999 | 0 | 7.48 | 0.10709 | 0 | 33.6238
12.3345 | 0 | 0 | 12.3345 | 18.72 | 37.44 | 0.99999 | 0 | 7.48 | 0.10709 | 0 | 25.1055
26.5373 | 0 | 0 | 26.5373 | 18.88 | 37.76 | 0.99999 | 0 | 7.48 | 0.10709 | 0 | 11.2227
37.3458 | 0 | 0 | 37.3458 | 27.2 | 54.4 | 0.99999 | 0 | 7.48 | 0.12502 | 0 | 17.0542
43.7234 | 0 | 0 | 43.7234 | 29.28 | 58.56 | 0.99999 | 0 | 7.48 | 0.12502 | 0 | 14.8366
37.9425 | 0 | 0 | 37.9425 | 28.16 | 56.32 | 0.99999 | 0 | 7.48 | 0.12502 | 0 | 18.3775
46.4329 | 0 | 0 | 46.4329 | 26.72 | 53.44 | 0.99999 | 0 | 12.23 | 0.12502 | 0 | 7.0071
36.4557 | 0 | 0 | 36.4557 | 27.2 | 54.4 | 0.99999 | 0 | 12.23 | 0.12502 | 0 | 17.9443
22.2627 | 0 | 0 | 22.2627 | 26.56 | 53.12 | 0.99999 | 0 | 12.23 | 0.12502 | 0 | 30.8573
6.2015 | 0 | 0 | 6.2015 | 28.8 | 57.6 | 0.99999 | 0 | 12.23 | 0.12502 | 0 | 51.3985
0 | 0 | 0 | 0 | 28.8 | 57.6 | 0.99999 | 0 | 7.48 | 0.12502 | 0 | 57.6
0 | 0 | 0 | 0 | 20.48 | 40.96 | 0.99999 | 0 | 7.48 | 0.12502 | 0 | 40.96
0 | 0 | 0 | 0 | 20.64 | 41.28 | 0.2 | 2.1372 | 7.48 | 0.12502 | 0 | 39.1428
0 | 0 | 0 | 0 | 20.96 | 41.92 | 0.2 | 0 | 7.48 | 0.10709 | 0 | 41.92
0 | 0 | 0 | 0 | 20.96 | 41.92 | 0.2 | 0 | 7.48 | 0.10709 | 0 | 41.92
0 | 0 | 0 | 0 | 17.76 | 35.52 | 0.2 | 0 | 7.48 | 0.10709 | 0 | 35.52
0 | 0 | 0 | 0 | 15.68 | 31.36 | 0.2 | 0 | 7.48 | 0.10709 | 0 | 31.36
0 | 0 | 0 | 0 | 14.72 | 29.44 | 0.2 | 0 | 7.48 | 0.10709 | 0 | 29.44
0 | 0 | 0 | 0 | 15.36 | 30.72 | 0.2 | 0 | 7.48 | 0.10709 | 0 | 30.72
0 | 0 | 0 | 0 | 17.44 | 34.88 | 0.2 | 0 | 7.48 | 0.10709 | 0 | 34.88
0 | 0 | 0 | 0 | 13.28 | 26.56 | 0.2 | 0 | 7.48 | 0.10709 | 0 | 26.56
0 | 0 | 0 | 0 | 19.36 | 38.72 | 0.2 | 0 | 7.48 | 0.10709 | 0 | 38.72
0 | 0 | 0 | 0 | 20.32 | 40.64 | 0.2 | 0 | 7.48 | 0.10709 | 0 | 40.64
0 | 0 | 0 | 0 | 20.32 | 40.64 | 0.2 | 0 | 7.48 | 0.10709 | 0 | 40.64
5.8102 | 0 | 0 | 5.8102 | 19.84 | 39.68 | 0.2 | 0 | 7.48 | 0.10709 | 0 | 33.8698
23.192 | 0 | 0 | 23.192 | 19.36 | 38.72 | 0.2 | 0 | 7.48 | 0.10709 | 0 | 15.528
39.1848 | 0 | 0 | 39.1848 | 21.28 | 42.56 | 0.2 | 0 | 7.48 | 0.10709 | 0 | 3.3752
49.1717 | 0 | 0 | 49.1717 | 30.56 | 61.12 | 0.2 | 0 | 7.48 | 0.10709 | 0 | 11.9483
54.395 | 0 | 0 | 54.395 | 31.36 | 62.72 | 0.2 | 0 | 7.48 | 0.10709 | 0 | 8.325
54.7276 | 0 | 0 | 54.7276 | 30.56 | 61.12 | 0.2 | 0 | 7.48 | 0.10709 | 0 | 6.3924
49.8564 | 0 | 0 | 49.8564 | 30.72 | 61.44 | 0.2 | 0 | 7.48 | 0.10709 | 0 | 11.5836
40.0064 | 0 | 0 | 40.0064 | 29.44 | 58.88 | 0.2 | 0 | 7.48 | 0.10709 | 0 | 18.8736
24.7864 | 0 | 0 | 24.7864 | 30.24 | 60.48 | 0.2 | 0 | 7.48 | 0.10709 | 0 | 35.6936
7.2383 | 0 | 0 | 7.2383 | 29.76 | 59.52 | 0.2 | 0 | 7.48 | 0.10709 | 0 | 52.2817
0 | 0 | 0 | 0 | 29.76 | 59.52 | 0.2 | 0 | 7.48 | 0.10709 | 0 | 59.52
0 | 0 | 0 | 0 | 28.64 | 57.28 | 0.2 | 0 | 7.48 | 0.10709 | 0 | 57.28
0 | 0 | 0 | 0 | 28.96 | 57.92 | 0.2 | 0 | 7.48 | 0.10709 | 0 | 57.92
0 | 0 | 0 | 0 | 27.36 | 54.72 | 0.2 | 0 | 7.48 | 0.10709 | 0 | 54.72
0 | 0 | 0 | 0 | 24.32 | 48.64 | 0.2 | 0 | 7.48 | 0.10709 | 0 | 48.64
0 | 0 | 0 | 0 | 18.72 | 37.44 | 0.2 | 0 | 7.48 | 0.10709 | 0 | 37.44
0 | 0 | 0 | 0 | 14.24 | 28.48 | 0.2 | 0 | 7.48 | 0.10709 | 0 | 28.48
0 | 0 | 0 | 0 | 13.12 | 26.24 | 0.2 | 0 | 7.48 | 0.10709 | 0 | 26.24
0 | 0 | 0 | 0 | 12.8 | 25.6 | 0.2 | 0 | 7.48 | 0.10709 | 0 | 25.6
0 | 0 | 0 | 0 | 12.64 | 25.28 | 0.2 | 0 | 7.48 | 0.10709 | 0 | 25.28
0 | 0 | 0 | 0 | 12.64 | 25.28 | 0.2 | 0 | 7.48 | 0.10709 | 0 | 25.28
0 | 0 | 0 | 0 | 19.2 | 38.4 | 0.2 | 0 | 7.48 | 0.10709 | 0 | 38.4
0 | 0 | 0 | 0 | 20.48 | 40.96 | 0.2 | 0 | 7.48 | 0.10709 | 0 | 40.96
0 | 0 | 0 | 0 | 19.36 | 38.72 | 0.2 | 0 | 7.48 | 0.10709 | 0 | 38.72
6.583 | 0 | 0 | 6.583 | 24.32 | 48.64 | 0.2 | 0 | 7.48 | 0.10709 | 0 | 42.057
24.6005 | 0 | 0 | 24.6005 | 25.92 | 51.84 | 0.2 | 0 | 7.48 | 0.10709 | 0 | 27.2395
40.0847 | 0 | 0 | 40.0847 | 26.56 | 53.12 | 0.2 | 0 | 7.48 | 0.10709 | 0 | 13.0353
49.4358 | 0 | 0 | 49.4358 | 26.72 | 53.44 | 0.2 | 0 | 7.48 | 0.10709 | 0 | 4.0042
54.2287 | 1.7487 | 0 | 52.48 | 26.24 | 52.48 | 0.78818 | 0 | 7.48 | 0.10709 | 0 | 0
54.3461 | 0.62974 | 2.5164 | 51.2 | 25.6 | 51.2 | 0.99999 | 0 | 7.48 | 0.10709 | 0 | 0
49.3673 | 0 | 0 | 49.3673 | 26.56 | 53.12 | 0.99999 | 0 | 7.48 | 0.10709 | 0 | 3.7527
39.6738 | 0 | 0 | 39.6738 | 25.76 | 51.52 | 0.99999 | 0 | 7.48 | 0.10709 | 0 | 11.8462
25.0798 | 0 | 0 | 25.0798 | 25.92 | 51.84 | 0.99999 | 0 | 7.48 | 0.10709 | 0 | 26.7602
7.4829 | 0 | 0 | 7.4829 | 27.68 | 55.36 | 0.99999 | 0 | 7.48 | 0.10709 | 0 | 47.8771
0 | 0 | 0 | 0 | 28.48 | 56.96 | 0.99999 | 0 | 7.48 | 0.10709 | 0 | 56.96
0 | 0 | 0 | 0 | 26.72 | 53.44 | 0.99999 | 0 | 7.48 | 0.10709 | 0 | 53.44
0 | 0 | 0 | 0 | 26.24 | 52.48 | 0.99999 | 0 | 7.48 | 0.10709 | 0 | 52.48
0 | 0 | 0 | 0 | 26.56 | 53.12 | 0.99999 | 0 | 7.48 | 0.10709 | 0 | 53.12
0 | 0 | 0 | 0 | 25.6 | 51.2 | 0.99999 | 0 | 7.48 | 0.10709 | 0 | 51.2
0 | 0 | 0 | 0 | 21.28 | 42.56 | 0.99999 | 0 | 7.48 | 0.10709 | 0 | 42.56
0 | 0 | 0 | 0 | 20.8 | 41.6 | 0.99999 | 0 | 7.48 | 0.10709 | 0 | 41.6
0 | 0 | 0 | 0 | 18.4 | 36.8 | 0.99999 | 0 | 7.48 | 0.10709 | 0 | 36.8
0 | 0 | 0 | 0 | 18.4 | 36.8 | 0.99999 | 0 | 7.48 | 0.10709 | 0 | 36.8
0 | 0 | 0 | 0 | 17.44 | 34.88 | 0.99999 | 0 | 7.48 | 0.10709 | 0 | 34.88
0 | 0 | 0 | 0 | 18.4 | 36.8 | 0.99999 | 0 | 7.48 | 0.10709 | 0 | 36.8
0 | 0 | 0 | 0 | 24.32 | 48.64 | 0.99999 | 0 | 7.48 | 0.10709 | 0 | 48.64
0 | 0 | 0 | 0 | 26.56 | 53.12 | 0.99999 | 0 | 7.48 | 0.10709 | 0 | 53.12
0 | 0 | 0 | 0 | 26.4 | 52.8 | 0.99999 | 0 | 7.48 | 0.10709 | 0 | 52.8
6.534 | 0 | 0 | 6.534 | 26.24 | 52.48 | 0.99999 | 0 | 7.48 | 0.10709 | 0 | 45.9459
24.581 | 0 | 0 | 24.581 | 29.6 | 59.2 | 0.99999 | 0 | 7.48 | 0.10709 | 0 | 34.619
39.9379 | 0 | 0 | 39.9379 | 30.08 | 60.16 | 0.99999 | 0 | 7.48 | 0.10709 | 0 | 20.2221
49.2597 | 0 | 0 | 49.2597 | 30.24 | 60.48 | 0.99999 | 0 | 7.48 | 0.12502 | 0 | 11.2203
54.0625 | 0 | 0 | 54.0625 | 30.56 | 61.12 | 0.99999 | 0 | 7.48 | 0.12502 | 0 | 7.0575
52.1257 | 0 | 0 | 52.1257 | 27.7867 | 55.5733 | 0.93019 | 0.18649 | 7.48 | 0.12502 | 0 | 3.2611
47.5675 | 0.20754 | 0 | 47.36 | 23.68 | 47.36 | 0.99999 | 0 | 12.23 | 0.12502 | 0 | 0
38.3142 | 0 | 0 | 38.3142 | 23.68 | 47.36 | 0.99999 | 0 | 12.23 | 0.12502 | 0 | 9.0458
24.4147 | 0 | 0 | 24.4147 | 28.48 | 56.96 | 0.99999 | 0 | 12.23 | 0.12502 | 0 | 32.5453
7.5807 | 0 | 0 | 7.5807 | 29.92 | 59.84 | 0.99999 | 0 | 12.23 | 0.12502 | 0 | 52.2593
0 | 0 | 0 | 0 | 30.56 | 61.12 | 0.99999 | 0 | 7.48 | 0.12502 | 0 | 61.12
0 | 0 | 0 | 0 | 24.64 | 49.28 | 0.99999 | 0 | 7.48 | 0.12502 | 0 | 49.28
0 | 0 | 0 | 0 | 20.48 | 40.96 | 0.2 | 2.1372 | 7.48 | 0.12502 | 0 | 38.8228
0 | 0 | 0 | 0 | 20.8 | 41.6 | 0.95833 | 0 | 7.48 | 0.10709 | 2.2546 | 41.6
0 | 0 | 0 | 0 | 21.28 | 42.56 | 0.99999 | 0 | 7.48 | 0.10709 | 0.12386 | 42.56
0 | 0 | 0 | 0 | 17.6 | 35.2 | 0.99999 | 0 | 7.48 | 0.10709 | 0 | 35.2
0 | 0 | 0 | 0 | 15.36 | 30.72 | 0.99999 | 0 | 7.48 | 0.10709 | 0 | 30.72
0 | 0 | 0 | 0 | 13.96 | 27.92 | 0.99999 | 0 | 7.48 | 0.10709 | 0 | 27.92
0 | 0 | 0 | 0 | 15.08 | 30.16 | 0.99999 | 0 | 7.48 | 0.10709 | 0 | 30.16
0 | 0 | 0 | 0 | 15.88 | 31.76 | 0.99999 | 0 | 7.48 | 0.10709 | 0 | 31.76
0 | 0 | 0 | 0 | 14.36 | 28.72 | 0.99999 | 0 | 7.48 | 0.10709 | 0 | 28.72
0 | 0 | 0 | 0 | 18.88 | 37.76 | 0.99999 | 0 | 7.48 | 0.10709 | 0 | 37.76
0 | 0 | 0 | 0 | 21.1467 | 42.2933 | 0.99999 | 0 | 7.48 | 0.10709 | 0 | 42.2933
0 | 0 | 0 | 0 | 24.1067 | 48.2133 | 0.99999 | 0 | 7.48 | 0.10709 | 0 | 48.2133
6.4069 | 0 | 0 | 6.4069 | 23.8133 | 47.6267 | 0.99999 | 0 | 7.48 | 0.10709 | 0 | 41.2198
23.8571 | 0 | 0 | 23.8571 | 23.4933 | 46.9867 | 0.99999 | 0 | 7.48 | 0.10709 | 0 | 23.1295
38.3338 | 0 | 0 | 38.3338 | 24.5333 | 49.0667 | 0.99999 | 0 | 7.48 | 0.10709 | 0 | 10.7329
39.087 | 0 | 0 | 39.087 | 29.0933 | 58.1867 | 0.99999 | 0 | 7.48 | 0.12502 | 0 | 19.0997
48.0957 | 0 | 0 | 48.0957 | 28.8533 | 57.7067 | 0.99999 | 0 | 7.48 | 0.12502 | 0 | 9.6109
51.0595 | 0 | 0 | 51.0595 | 27.8533 | 55.7067 | 0.99999 | 0 | 7.48 | 0.12502 | 0 | 4.6471
38.236 | 0 | 0 | 38.236 | 27.8533 | 55.7067 | 0.99999 | 0 | 12.23 | 0.12502 | 0 | 17.4707
38.8229 | 0 | 0 | 38.8229 | 26.5467 | 53.0933 | 0.99999 | 0 | 12.23 | 0.12502 | 0 | 14.2705
24.5712 | 0 | 0 | 24.5712 | 26.52 | 53.04 | 0.99999 | 0 | 12.23 | 0.12502 | 0 | 28.4688
7.4926 | 0 | 0 | 7.4926 | 30.5733 | 61.1467 | 0.99999 | 0 | 12.23 | 0.12502 | 0 | 53.654
0 | 0 | 0 | 0 | 31.16 | 62.32 | 0.99999 | 0 | 7.48 | 0.12502 | 0 | 62.32
0 | 0 | 0 | 0 | 32.96 | 65.92 | 0.99999 | 0 | 7.48 | 0.12502 | 0 | 65.92
0 | 0 | 0 | 0 | 32.2 | 64.4 | 0.2 | 2.1372 | 7.48 | 0.12502 | 0 | 62.2628
0 | 0 | 0 | 0 | 32.24 | 64.48 | 0.2 | 0 | 7.48 | 0.10709 | 0 | 64.48
0 | 0 | 0 | 0 | 28.76 | 57.52 | 0.2 | 0 | 7.48 | 0.10709 | 0 | 57.52
0 | 0 | 0 | 0 | 16.48 | 32.96 | 0.2 | 0 | 7.48 | 0.10709 | 0 | 32.96
0 | 0 | 0 | 0 | 14.24 | 28.48 | 0.2 | 0 | 7.48 | 0.10709 | 0 | 28.48
0 | 0 | 0 | 0 | 14.8 | 29.6 | 0.2 | 0 | 7.48 | 0.10709 | 0 | 29.6
0 | 0 | 0 | 0 | 18.28 | 36.56 | 0.2 | 0 | 7.48 | 0.10709 | 0 | 36.56
0 | 0 | 0 | 0 | 18.52 | 37.04 | 0.2 | 0 | 7.48 | 0.10709 | 0 | 37.04
0 | 0 | 0 | 0 | 16.96 | 33.92 | 0.2 | 0 | 7.48 | 0.10709 | 0 | 33.92
0 | 0 | 0 | 0 | 18.84 | 37.68 | 0.2 | 0 | 7.48 | 0.10709 | 0 | 37.68
0 | 0 | 0 | 0 | 20.24 | 40.48 | 0.2 | 0 | 7.48 | 0.10709 | 0 | 40.48
0 | 0 | 0 | 0 | 20.28 | 40.56 | 0.2 | 0 | 7.48 | 0.10709 | 0 | 40.56
6.1819 | 0 | 0 | 6.1819 | 19.68 | 39.36 | 0.2 | 0 | 7.48 | 0.10709 | 0 | 33.1781
23.4952 | 0 | 0 | 23.4952 | 19 | 38 | 0.2 | 0 | 7.48 | 0.10709 | 0 | 14.5048
38.5783 | 0.57831 | 0 | 38 | 19 | 38 | 0.39451 | 0 | 7.48 | 0.10709 | 0 | 0
48.8 | 1.8002 | 9.3198 | 37.68 | 18.84 | 37.68 | 0.99999 | 0 | 7.48 | 0.12502 | 0 | 0
52.7028 | 2.2546 | 0 | 50.4482 | 18.88 | 37.76 | 0.99999 | 2.0259 | 7.48 | 0.12502 | 0 | 0
52.6539 | 0 | 15.4539 | 37.2 | 18.6 | 37.2 | 0.99999 | 0 | 7.48 | 0.12502 | 0 | 0
48.1642 | 0 | 10.5642 | 37.6 | 18.8 | 37.6 | 0.99999 | 0 | 12.23 | 0.12502 | 0 | 0
37.874 | 2.2546 | 0 | 35.6194 | 18.64 | 37.28 | 0.99999 | 2.0259 | 12.23 | 0.12502 | 0 | 0
24.1604 | 0 | 0 | 24.1604 | 18.6 | 37.2 | 0.99999 | 0 | 12.23 | 0.12502 | 0 | 13.0396
7.6394 | 0 | 0 | 7.6394 | 20.08 | 40.16 | 0.99999 | 0 | 12.23 | 0.12502 | 0 | 32.5206
0 | 0 | 0 | 0 | 20.12 | 40.24 | 0.99999 | 0 | 7.48 | 0.12502 | 0 | 40.24
0 | 0 | 0 | 0 | 20.16 | 40.32 | 0.99999 | 0 | 7.48 | 0.12502 | 0 | 40.32
0 | 0 | 0 | 0 | 20.6 | 41.2 | 0.2 | 2.1372 | 7.48 | 0.12502 | 0 | 39.0628
0 | 0 | 0 | 0 | 20.44 | 40.88 | 0.95833 | 0 | 7.48 | 0.10709 | 2.2546 | 40.88
0 | 0 | 0 | 0 | 20.52 | 41.04 | 0.99999 | 0 | 7.48 | 0.10709 | 0.12386 | 41.04
0 | 0 | 0 | 0 | 14.96 | 29.92 | 0.99999 | 0 | 7.48 | 0.10709 | 0 | 29.92
0 | 0 | 0 | 0 | 13.04 | 26.08 | 0.99999 | 0 | 7.48 | 0.10709 | 0 | 26.08
0 | 0 | 0 | 0 | 12.32 | 24.64 | 0.99999 | 0 | 7.48 | 0.10709 | 0 | 24.64
0 | 0 | 0 | 0 | 11.6 | 23.2 | 0.99999 | 0 | 7.48 | 0.10709 | 0 | 23.2
0 | 0 | 0 | 0 | 11.68 | 23.36 | 0.99999 | 0 | 7.48 | 0.10709 | 0 | 23.36
0 | 0 | 0 | 0 | 12.84 | 25.68 | 0.99999 | 0 | 7.48 | 0.10709 | 0 | 25.68
0 | 0 | 0 | 0 | 18.44 | 36.88 | 0.99999 | 0 | 7.48 | 0.10709 | 0 | 36.88
0 | 0 | 0 | 0 | 22.88 | 45.76 | 0.99999 | 0 | 7.48 | 0.10709 | 0 | 45.76
0 | 0 | 0 | 0 | 31.72 | 63.44 | 0.99999 | 0 | 7.48 | 0.10709 | 0 | 63.44
6.045 | 0 | 0 | 6.045 | 31.92 | 63.84 | 0.99999 | 0 | 7.48 | 0.10709 | 0 | 57.795
23.1529 | 0 | 0 | 23.1529 | 32.12 | 64.24 | 0.99999 | 0 | 7.48 | 0.10709 | 0 | 41.0871
28.386 | 0 | 0 | 28.386 | 33.32 | 66.64 | 0.99999 | 0 | 7.48 | 0.10709 | 0 | 38.254
46.5111 | 0 | 0 | 46.5111 | 37.88 | 75.76 | 0.99999 | 0 | 7.48 | 0.12502 | 0 | 29.2489
40.0651 | 0 | 0 | 40.0651 | 36.32 | 72.64 | 0.99999 | 0 | 7.48 | 0.12502 | 0 | 32.5749
38.2066 | 0 | 0 | 38.2066 | 34.4 | 68.8 | 0.99999 | 0 | 7.48 | 0.12502 | 0 | 30.5934
36.9839 | 0 | 0 | 36.9839 | 34.04 | 68.08 | 0.99999 | 0 | 12.23 | 0.12502 | 0 | 31.0961
30.9781 | 0 | 0 | 30.9781 | 31.56 | 63.12 | 0.99999 | 0 | 12.23 | 0.12502 | 0 | 32.1419
18.3208 | 0 | 0 | 18.3208 | 30.72 | 61.44 | 0.99999 | 0 | 12.23 | 0.12502 | 0 | 43.1192
7.4535 | 0 | 0 | 7.4535 | 31.76 | 63.52 | 0.99999 | 0 | 12.23 | 0.12502 | 0 | 56.0665
0 | 0 | 0 | 0 | 32.64 | 65.28 | 0.99999 | 0 | 7.48 | 0.12502 | 0 | 65.28
0 | 0 | 0 | 0 | 32.52 | 65.04 | 0.99999 | 0 | 7.48 | 0.12502 | 0 | 65.04
0 | 0 | 0 | 0 | 32.56 | 65.12 | 0.2 | 2.1372 | 7.48 | 0.12502 | 0 | 62.9828
0 | 0 | 0 | 0 | 31.84 | 63.68 | 0.95833 | 0 | 7.48 | 0.10709 | 2.2546 | 63.68
0 | 0 | 0 | 0 | 27.92 | 55.84 | 0.99999 | 0 | 7.48 | 0.10709 | 0.12386 | 55.84
0 | 0 | 0 | 0 | 18.36 | 36.72 | 0.99999 | 0 | 7.48 | 0.10709 | 0 | 36.72
0 | 0 | 0 | 0 | 13.16 | 26.32 | 0.99999 | 0 | 7.48 | 0.10709 | 0 | 26.32
0 | 0 | 0 | 0 | 12.72 | 25.44 | 0.99999 | 0 | 7.48 | 0.10709 | 0 | 25.44
0 | 0 | 0 | 0 | 13.88 | 27.76 | 0.99999 | 0 | 7.48 | 0.10709 | 0 | 27.76
0 | 0 | 0 | 0 | 12 | 24 | 0.99999 | 0 | 7.48 | 0.10709 | 0 | 24
0 | 0 | 0 | 0 | 12.96 | 25.92 | 0.99999 | 0 | 7.48 | 0.10709 | 0 | 25.92
0 | 0 | 0 | 0 | 18.6 | 37.2 | 0.99999 | 0 | 7.48 | 0.10709 | 0 | 37.2
0 | 0 | 0 | 0 | 23.44 | 46.88 | 0.99999 | 0 | 7.48 | 0.10709 | 0 | 46.88
0 | 0 | 0 | 0 | 30.92 | 61.84 | 0.99999 | 0 | 7.48 | 0.10709 | 0 | 61.84
1.3498 | 0 | 0 | 1.3498 | 30.72 | 61.44 | 0.99999 | 0 | 7.48 | 0.10709 | 0 | 60.0902
17.372 | 0 | 0 | 17.372 | 32.76 | 65.52 | 0.99999 | 0 | 7.48 | 0.10709 | 0 | 48.148
38.6174 | 0 | 0 | 38.6174 | 31.68 | 63.36 | 0.99999 | 0 | 7.48 | 0.10709 | 0 | 24.7426
46.8437 | 0 | 0 | 46.8437 | 34.6 | 69.2 | 0.99999 | 0 | 7.48 | 0.12502 | 0 | 22.3563
51.1573 | 0 | 0 | 51.1573 | 34.04 | 68.08 | 0.99999 | 0 | 7.48 | 0.12502 | 0 | 16.9227
52.9767 | 0 | 0 | 52.9767 | 31.04 | 62.08 | 0.99999 | 0 | 7.48 | 0.12502 | 0 | 9.1033
48.6728 | 0 | 0 | 48.6728 | 30.72 | 61.44 | 0.99999 | 0 | 12.23 | 0.12502 | 0 | 12.7672
40.1629 | 0 | 0 | 40.1629 | 29.76 | 59.52 | 0.99999 | 0 | 12.23 | 0.12502 | 0 | 19.3571
25.5493 | 0 | 0 | 25.5493 | 29.4 | 58.8 | 0.99999 | 0 | 12.23 | 0.12502 | 0 | 33.2507
8.1578 | 0 | 0 | 8.1578 | 30.52 | 61.04 | 0.99999 | 0 | 12.23 | 0.12502 | 0 | 52.8822
0 | 0 | 0 | 0 | 30.68 | 61.36 | 0.99999 | 0 | 7.48 | 0.12502 | 0 | 61.36
0 | 0 | 0 | 0 | 31.12 | 62.24 | 0.99999 | 0 | 7.48 | 0.12502 | 0 | 62.24
0 | 0 | 0 | 0 | 32.48 | 64.96 | 0.2 | 2.1372 | 7.48 | 0.12502 | 0 | 62.8228
0 | 0 | 0 | 0 | 32.56 | 65.12 | 0.95833 | 0 | 7.48 | 0.10709 | 2.2546 | 65.12
0 | 0 | 0 | 0 | 29.64 | 59.28 | 0.99999 | 0 | 7.48 | 0.10709 | 0.12386 | 59.28
0 | 0 | 0 | 0 | 18.8 | 37.6 | 0.99999 | 0 | 7.48 | 0.10709 | 0 | 37.6
0 | 0 | 0 | 0 | 16.24 | 32.48 | 0.99999 | 0 | 7.48 | 0.10709 | 0 | 32.48
0 | 0 | 0 | 0 | 15.64 | 31.28 | 0.99999 | 0 | 7.48 | 0.10709 | 0 | 31.28
0 | 0 | 0 | 0 | 17.64 | 35.28 | 0.99999 | 0 | 7.48 | 0.10709 | 0 | 35.28
0 | 0 | 0 | 0 | 19.2 | 38.4 | 0.99999 | 0 | 7.48 | 0.10709 | 0 | 38.4
0 | 0 | 0 | 0 | 16.56 | 33.12 | 0.99999 | 0 | 7.48 | 0.10709 | 0 | 33.12
0 | 0 | 0 | 0 | 18.92 | 37.84 | 0.99999 | 0 | 7.48 | 0.10709 | 0 | 37.84
0 | 0 | 0 | 0 | 23.52 | 47.04 | 0.99999 | 0 | 7.48 | 0.10709 | 0 | 47.04
0 | 0 | 0 | 0 | 32.48 | 64.96 | 0.99999 | 0 | 7.48 | 0.10709 | 0 | 64.96
1.5455 | 0 | 0 | 1.5455 | 32.52 | 65.04 | 0.99999 | 0 | 7.48 | 0.10709 | 0 | 63.4945
3.4235 | 0 | 0 | 3.4235 | 35.2 | 70.4 | 0.99999 | 0 | 7.48 | 0.10709 | 0 | 66.9765
19.8174 | 0 | 0 | 19.8174 | 35.48 | 70.96 | 0.99999 | 0 | 7.48 | 0.10709 | 0 | 51.1426
35.6341 | 0 | 0 | 35.6341 | 38.88 | 77.76 | 0.99999 | 0 | 7.48 | 0.10709 | 0 | 42.1259
22.5953 | 0 | 0 | 22.5953 | 35.92 | 71.84 | 0.99999 | 0 | 7.48 | 0.10709 | 0 | 49.2447
35.1352 | 0 | 0 | 35.1352 | 33.88 | 67.76 | 0.99999 | 0 | 7.48 | 0.10709 | 0 | 32.6248
20.1793 | 0 | 0 | 20.1793 | 32.88 | 65.76 | 0.99999 | 0 | 7.48 | 0.10709 | 0 | 45.5807
6.9449 | 0 | 0 | 6.9449 | 31.64 | 63.28 | 0.99999 | 0 | 7.48 | 0.10709 | 0 | 56.3351
18.0958 | 0 | 0 | 18.0958 | 30.68 | 61.36 | 0.99999 | 0 | 7.48 | 0.10709 | 0 | 43.2642
8.0306 | 0 | 0 | 8.0306 | 31.44 | 62.88 | 0.99999 | 0 | 7.48 | 0.10709 | 0 | 54.8494
0 | 0 | 0 | 0 | 30.4 | 60.8 | 0.99999 | 0 | 7.48 | 0.10709 | 0 | 60.8
0 | 0 | 0 | 0 | 31.64 | 63.28 | 0.99999 | 0 | 7.48 | 0.10709 | 0 | 63.28
0 | 0 | 0 | 0 | 31.44 | 62.88 | 0.99999 | 0 | 7.48 | 0.10709 | 0 | 62.88
0 | 0 | 0 | 0 | 30.32 | 60.64 | 0.99999 | 0 | 7.48 | 0.10709 | 0 | 60.64
0 | 0 | 0 | 0 | 26.88 | 53.76 | 0.99999 | 0 | 7.48 | 0.10709 | 0 | 53.76
0 | 0 | 0 | 0 | 17.92 | 35.84 | 0.99999 | 0 | 7.48 | 0.10709 | 0 | 35.84
0 | 0 | 0 | 0 | 13.36 | 26.72 | 0.99999 | 0 | 7.48 | 0.10709 | 0 | 26.72
0 | 0 | 0 | 0 | 12.84 | 25.68 | 0.99999 | 0 | 7.48 | 0.10709 | 0 | 25.68
0 | 0 | 0 | 0 | 12.24 | 24.48 | 0.99999 | 0 | 7.48 | 0.10709 | 0 | 24.48
0 | 0 | 0 | 0 | 11.96 | 23.92 | 0.99999 | 0 | 7.48 | 0.10709 | 0 | 23.92
0 | 0 | 0 | 0 | 12.96 | 25.92 | 0.99999 | 0 | 7.48 | 0.10709 | 0 | 25.92
0 | 0 | 0 | 0 | 18.88 | 37.76 | 0.99999 | 0 | 7.48 | 0.10709 | 0 | 37.76
0 | 0 | 0 | 0 | 20.52 | 41.04 | 0.99999 | 0 | 7.48 | 0.10709 | 0 | 41.04
0 | 0 | 0 | 0 | 22.32 | 44.64 | 0.99999 | 0 | 7.48 | 0.10709 | 0 | 44.64
6.4265 | 0 | 0 | 6.4265 | 27.64 | 55.28 | 0.99999 | 0 | 7.48 | 0.10709 | 0 | 48.8535
11.2194 | 0 | 0 | 11.2194 | 27.04 | 54.08 | 0.99999 | 0 | 7.48 | 0.10709 | 0 | 42.8606
39.9477 | 0 | 0 | 39.9477 | 28.68 | 57.36 | 0.99999 | 0 | 7.48 | 0.10709 | 0 | 17.4123
50.1401 | 0 | 0 | 50.1401 | 29.2 | 58.4 | 0.99999 | 0 | 7.48 | 0.10709 | 0 | 8.2599
54.2972 | 0 | 0 | 54.2972 | 29.16 | 58.32 | 0.99999 | 0 | 7.48 | 0.10709 | 0 | 4.0228
54.5026 | 0 | 0 | 54.5026 | 29.12 | 58.24 | 0.99999 | 0 | 7.48 | 0.10709 | 0 | 3.7374
49.9836 | 0 | 0 | 49.9836 | 30.12 | 60.24 | 0.99999 | 0 | 7.48 | 0.10709 | 0 | 10.2564
40.7107 | 0 | 0 | 40.7107 | 28.84 | 57.68 | 0.99999 | 0 | 7.48 | 0.10709 | 0 | 16.9693
26.6644 | 0 | 0 | 26.6644 | 28.64 | 57.28 | 0.99999 | 0 | 7.48 | 0.10709 | 0 | 30.6156
9.1751 | 0 | 0 | 9.1751 | 30.96 | 61.92 | 0.99999 | 0 | 7.48 | 0.10709 | 0 | 52.7449
0 | 0 | 0 | 0 | 30.88 | 61.76 | 0.99999 | 0 | 7.48 | 0.10709 | 0 | 61.76
0 | 0 | 0 | 0 | 28.72 | 57.44 | 0.99999 | 0 | 7.48 | 0.10709 | 0 | 57.44
0 | 0 | 0 | 0 | 27.2 | 54.4 | 0.99999 | 0 | 7.48 | 0.10709 | 0 | 54.4
0 | 0 | 0 | 0 | 26.52 | 53.04 | 0.99999 | 0 | 7.48 | 0.10709 | 0 | 53.04
0 | 0 | 0 | 0 | 26.88 | 53.76 | 0.99999 | 0 | 7.48 | 0.10709 | 0 | 53.76
0 | 0 | 0 | 0 | 22.04 | 44.08 | 0.99999 | 0 | 7.48 | 0.10709 | 0 | 44.08
0 | 0 | 0 | 0 | 21.68 | 43.36 | 0.99999 | 0 | 7.48 | 0.10709 | 0 | 43.36
0 | 0 | 0 | 0 | 20.04 | 40.08 | 0.99999 | 0 | 7.48 | 0.10709 | 0 | 40.08
0 | 0 | 0 | 0 | 17.64 | 35.28 | 0.99999 | 0 | 7.48 | 0.10709 | 0 | 35.28
0 | 0 | 0 | 0 | 17.36 | 34.72 | 0.99999 | 0 | 7.48 | 0.10709 | 0 | 34.72
0 | 0 | 0 | 0 | 18.16 | 36.32 | 0.99999 | 0 | 7.48 | 0.10709 | 0 | 36.32
0 | 0 | 0 | 0 | 24.24 | 48.48 | 0.99999 | 0 | 7.48 | 0.10709 | 0 | 48.48
0 | 0 | 0 | 0 | 25.52 | 51.04 | 0.99999 | 0 | 7.48 | 0.10709 | 0 | 51.04
0 | 0 | 0 | 0 | 20.68 | 41.36 | 0.99999 | 0 | 7.48 | 0.10709 | 0 | 41.36
4.2843 | 0 | 0 | 4.2843 | 20.32 | 40.64 | 0.99999 | 0 | 7.48 | 0.10709 | 0 | 36.3557
14.4375 | 0 | 0 | 14.4375 | 24.8 | 49.6 | 0.99999 | 0 | 7.48 | 0.10709 | 0 | 35.1625
32.0443 | 0 | 0 | 32.0443 | 27.68 | 55.36 | 0.99999 | 0 | 7.48 | 0.10709 | 0 | 23.3157
43.1756 | 0 | 0 | 43.1756 | 28.48 | 56.96 | 0.50112 | 1.3327 | 7.48 | 0.12502 | 0 | 12.4516
57.1632 | 1.4832 | 0 | 55.68 | 27.84 | 55.68 | 0.99999 | 0 | 7.48 | 0.12502 | 0 | 0
47.0491 | 0 | 0 | 47.0491 | 27.28 | 54.56 | 0.99999 | 0 | 7.48 | 0.12502 | 0 | 7.5109
37.561 | 0 | 0 | 37.561 | 27.8 | 55.6 | 0.99999 | 0 | 12.23 | 0.12502 | 0 | 18.039
21.089 | 0 | 0 | 21.089 | 27.88 | 55.76 | 0.99999 | 0 | 12.23 | 0.12502 | 0 | 34.671
4.0985 | 0 | 0 | 4.0985 | 27.24 | 54.48 | 0.99999 | 0 | 12.23 | 0.12502 | 0 | 50.3815
5.419 | 0 | 0 | 5.419 | 27.72 | 55.44 | 0.99999 | 0 | 12.23 | 0.12502 | 0 | 50.021
0 | 0 | 0 | 0 | 28.12 | 56.24 | 0.99999 | 0 | 7.48 | 0.12502 | 0 | 56.24
0 | 0 | 0 | 0 | 26.88 | 53.76 | 0.99999 | 0 | 7.48 | 0.12502 | 0 | 53.76
0 | 0 | 0 | 0 | 20.52 | 41.04 | 0.2 | 2.1372 | 7.48 | 0.12502 | 0 | 38.9028
0 | 0 | 0 | 0 | 20.28 | 40.56 | 0.95833 | 0 | 7.48 | 0.10709 | 2.2546 | 40.56
0 | 0 | 0 | 0 | 20.56 | 41.12 | 0.99999 | 0 | 7.48 | 0.10709 | 0.12386 | 41.12
0 | 0 | 0 | 0 | 17.08 | 34.16 | 0.99999 | 0 | 7.48 | 0.10709 | 0 | 34.16
0 | 0 | 0 | 0 | 15 | 30 | 0.99999 | 0 | 7.48 | 0.10709 | 0 | 30
0 | 0 | 0 | 0 | 13.68 | 27.36 | 0.99999 | 0 | 7.48 | 0.10709 | 0 | 27.36
0 | 0 | 0 | 0 | 14.88 | 29.76 | 0.99999 | 0 | 7.48 | 0.10709 | 0 | 29.76
0 | 0 | 0 | 0 | 12.08 | 24.16 | 0.99999 | 0 | 7.48 | 0.10709 | 0 | 24.16
0 | 0 | 0 | 0 | 12.72 | 25.44 | 0.99999 | 0 | 7.48 | 0.10709 | 0 | 25.44
0 | 0 | 0 | 0 | 18.72 | 37.44 | 0.99999 | 0 | 7.48 | 0.10709 | 0 | 37.44
0 | 0 | 0 | 0 | 20.2 | 40.4 | 0.99999 | 0 | 7.48 | 0.10709 | 0 | 40.4
0 | 0 | 0 | 0 | 27.68 | 55.36 | 0.99999 | 0 | 7.48 | 0.10709 | 0 | 55.36
6.8275 | 0 | 0 | 6.8275 | 30.92 | 61.84 | 0.99999 | 0 | 7.48 | 0.10709 | 0 | 55.0125
25.07 | 0 | 0 | 25.07 | 33.12 | 66.24 | 0.99999 | 0 | 7.48 | 0.10709 | 0 | 41.17
40.9552 | 0 | 0 | 40.9552 | 35.28 | 70.56 | 0.99999 | 0 | 7.48 | 0.10709 | 0 | 29.6048
50.4824 | 0 | 0 | 50.4824 | 38.4 | 76.8 | 0.99999 | 0 | 7.48 | 0.12502 | 0 | 26.3176
53.6125 | 0 | 0 | 53.6125 | 36.12 | 72.24 | 0.99999 | 0 | 7.48 | 0.12502 | 0 | 18.6275
53.7984 | 0 | 0 | 53.7984 | 32.32 | 64.64 | 0.99999 | 0 | 7.48 | 0.12502 | 0 | 10.8416
49.4749 | 0 | 0 | 49.4749 | 30.92 | 61.84 | 0.99999 | 0 | 12.23 | 0.12502 | 0 | 12.3651
40.4564 | 0 | 0 | 40.4564 | 28 | 56 | 0.99999 | 0 | 12.23 | 0.12502 | 0 | 15.5436
26.684 | 0 | 0 | 26.684 | 28.04 | 56.08 | 0.99999 | 0 | 12.23 | 0.12502 | 0 | 29.396
9.4783 | 0 | 0 | 9.4783 | 29.4 | 58.8 | 0.99999 | 0 | 12.23 | 0.12502 | 0 | 49.3217
0 | 0 | 0 | 0 | 30.4 | 60.8 | 0.99999 | 0 | 7.48 | 0.12502 | 0 | 60.8
0 | 0 | 0 | 0 | 31.24 | 62.48 | 0.99999 | 0 | 7.48 | 0.12502 | 0 | 62.48
0 | 0 | 0 | 0 | 31.8 | 63.6 | 0.2 | 2.1372 | 7.48 | 0.12502 | 0 | 61.4628
0 | 0 | 0 | 0 | 30.84 | 61.68 | 0.95833 | 0 | 7.48 | 0.10709 | 2.2546 | 61.68
0 | 0 | 0 | 0 | 28.28 | 56.56 | 0.99999 | 0 | 7.48 | 0.10709 | 0.12386 | 56.56
0 | 0 | 0 | 0 | 16.8 | 33.6 | 0.99999 | 0 | 7.48 | 0.10709 | 0 | 33.6
0 | 0 | 0 | 0 | 15.04 | 30.08 | 0.99999 | 0 | 7.48 | 0.10709 | 0 | 30.08
0 | 0 | 0 | 0 | 14.96 | 29.92 | 0.99999 | 0 | 7.48 | 0.10709 | 0 | 29.92
0 | 0 | 0 | 0 | 15.6 | 31.2 | 0.99999 | 0 | 7.48 | 0.10709 | 0 | 31.2
0 | 0 | 0 | 0 | 19.12 | 38.24 | 0.99999 | 0 | 7.48 | 0.10709 | 0 | 38.24
0 | 0 | 0 | 0 | 15.68 | 31.36 | 0.99999 | 0 | 7.48 | 0.10709 | 0 | 31.36
0 | 0 | 0 | 0 | 19.16 | 38.32 | 0.99999 | 0 | 7.48 | 0.10709 | 0 | 38.32
0 | 0 | 0 | 0 | 22.96 | 45.92 | 0.99999 | 0 | 7.48 | 0.10709 | 0 | 45.92
0 | 0 | 0 | 0 | 31.6 | 63.2 | 0.99999 | 0 | 7.48 | 0.10709 | 0 | 63.2
7.2579 | 0 | 0 | 7.2579 | 31.44 | 62.88 | 0.99999 | 0 | 7.48 | 0.10709 | 0 | 55.6221
25.8232 | 0 | 0 | 25.8232 | 32.4 | 64.8 | 0.99999 | 0 | 7.48 | 0.10709 | 0 | 38.9768
42.2366 | 0 | 0 | 42.2366 | 33.2 | 66.4 | 0.99999 | 0 | 7.48 | 0.10709 | 0 | 24.1634
53.055 | 0 | 0 | 53.055 | 34.32 | 68.64 | 0.99999 | 0 | 7.48 | 0.12502 | 0 | 15.585
58.6598 | 0 | 0 | 58.6598 | 33.08 | 66.16 | 0.99999 | 0 | 7.48 | 0.12502 | 0 | 7.5002
58.6989 | 0 | 0 | 58.6989 | 30.32 | 60.64 | 0.99999 | 0 | 7.48 | 0.12502 | 0 | 1.9411
53.7103 | 0 | 0 | 53.7103 | 29.52 | 59.04 | 0.99999 | 0 | 12.23 | 0.12502 | 0 | 5.3297
43.1658 | 0 | 0 | 43.1658 | 28.28 | 56.56 | 0.99999 | 0 | 12.23 | 0.12502 | 0 | 13.3942
28.0143 | 0 | 0 | 28.0143 | 26.88 | 53.76 | 0.99999 | 0 | 12.23 | 0.12502 | 0 | 25.7457
9.8207 | 0 | 0 | 9.8207 | 28.36 | 56.72 | 0.99999 | 0 | 12.23 | 0.12502 | 0 | 46.8994
0 | 0 | 0 | 0 | 30.24 | 60.48 | 0.99999 | 0 | 7.48 | 0.12502 | 0 | 60.48
0 | 0 | 0 | 0 | 29.72 | 59.44 | 0.99999 | 0 | 7.48 | 0.12502 | 0 | 59.44
0 | 0 | 0 | 0 | 30.4 | 60.8 | 0.2 | 2.1372 | 7.48 | 0.12502 | 0 | 58.6628
0 | 0 | 0 | 0 | 29.76 | 59.52 | 0.95833 | 0 | 7.48 | 0.10709 | 2.2546 | 59.52
0 | 0 | 0 | 0 | 24.16 | 48.32 | 0.99999 | 0 | 7.48 | 0.10709 | 0.12386 | 48.32
0 | 0 | 0 | 0 | 15.96 | 31.92 | 0.99999 | 0 | 7.48 | 0.10709 | 0 | 31.92
0 | 0 | 0 | 0 | 14.12 | 28.24 | 0.99999 | 0 | 7.48 | 0.10709 | 0 | 28.24
0 | 0 | 0 | 0 | 13.88 | 27.76 | 0.99999 | 0 | 7.48 | 0.10709 | 0 | 27.76
0 | 0 | 0 | 0 | 14.4 | 28.8 | 0.99999 | 0 | 7.48 | 0.10709 | 0 | 28.8
0 | 0 | 0 | 0 | 12.92 | 25.84 | 0.99999 | 0 | 7.48 | 0.10709 | 0 | 25.84
0 | 0 | 0 | 0 | 13.56 | 27.12 | 0.99999 | 0 | 7.48 | 0.10709 | 0 | 27.12
0 | 0 | 0 | 0 | 18.56 | 37.12 | 0.99999 | 0 | 7.48 | 0.10709 | 0 | 37.12
0 | 0 | 0 | 0 | 20.32 | 40.64 | 0.99999 | 0 | 7.48 | 0.10709 | 0 | 40.64
0 | 0 | 0 | 0 | 30.28 | 60.56 | 0.99999 | 0 | 7.48 | 0.10709 | 0 | 60.56
7.297 | 0 | 0 | 7.297 | 31.52 | 63.04 | 0.99999 | 0 | 7.48 | 0.10709 | 0 | 55.743
25.6863 | 0 | 0 | 25.6863 | 32.88 | 65.76 | 0.99999 | 0 | 7.48 | 0.10709 | 0 | 40.0737
41.3269 | 0 | 0 | 41.3269 | 32.36 | 64.72 | 0.99999 | 0 | 7.48 | 0.10709 | 0 | 23.3931
51.4508 | 0 | 0 | 51.4508 | 32.32 | 64.64 | 0.99999 | 0 | 7.48 | 0.12502 | 0 | 13.1892
56.6057 | 0 | 0 | 56.6057 | 35.48 | 70.96 | 0.99999 | 0 | 7.48 | 0.12502 | 0 | 14.3543
55.7938 | 0 | 0 | 55.7938 | 31.88 | 63.76 | 0.99999 | 0 | 7.48 | 0.12502 | 0 | 7.9662
51.128 | 0 | 0 | 51.128 | 31.16 | 62.32 | 0.99999 | 0 | 12.23 | 0.12502 | 0 | 11.192
26.596 | 0 | 0 | 26.596 | 30.8 | 61.6 | 0.99999 | 0 | 12.23 | 0.12502 | 0 | 35.004
8.1382 | 0 | 0 | 8.1382 | 26.6 | 53.2 | 0.99999 | 0 | 12.23 | 0.12502 | 0 | 45.0618
0.81187 | 0 | 0 | 0.81187 | 29.64 | 59.28 | 0.99999 | 0 | 12.23 | 0.12502 | 0 | 58.4681
0 | 0 | 0 | 0 | 30.2 | 60.4 | 0.99999 | 0 | 7.48 | 0.12502 | 0 | 60.4
0 | 0 | 0 | 0 | 30.64 | 61.28 | 0.99999 | 0 | 7.48 | 0.12502 | 0 | 61.28
0 | 0 | 0 | 0 | 30.64 | 61.28 | 0.2 | 2.1372 | 7.48 | 0.12502 | 0 | 59.1428
0 | 0 | 0 | 0 | 30.32 | 60.64 | 0.95833 | 0 | 7.48 | 0.10709 | 2.2546 | 60.64
0 | 0 | 0 | 0 | 28.32 | 56.64 | 0.99999 | 0 | 7.48 | 0.10709 | 0.12386 | 56.64
0 | 0 | 0 | 0 | 20.52 | 41.04 | 0.99999 | 0 | 7.48 | 0.10709 | 0 | 41.04
0 | 0 | 0 | 0 | 14.04 | 28.08 | 0.99999 | 0 | 7.48 | 0.10709 | 0 | 28.08
0 | 0 | 0 | 0 | 13.48 | 26.96 | 0.99999 | 0 | 7.48 | 0.10709 | 0 | 26.96
0 | 0 | 0 | 0 | 14.56 | 29.12 | 0.99999 | 0 | 7.48 | 0.10709 | 0 | 29.12
0 | 0 | 0 | 0 | 12.04 | 24.08 | 0.99999 | 0 | 7.48 | 0.10709 | 0 | 24.08
0 | 0 | 0 | 0 | 13.12 | 26.24 | 0.99999 | 0 | 7.48 | 0.10709 | 0 | 26.24
0 | 0 | 0 | 0 | 18.76 | 37.52 | 0.99999 | 0 | 7.48 | 0.10709 | 0 | 37.52
0 | 0 | 0 | 0 | 22.84 | 45.68 | 0.99999 | 0 | 7.48 | 0.10709 | 0 | 45.68
0 | 0 | 0 | 0 | 30.88 | 61.76 | 0.99999 | 0 | 7.48 | 0.10709 | 0 | 61.76
0.56733 | 0 | 0 | 0.56733 | 28.4 | 56.8 | 0.99999 | 0 | 7.48 | 0.10709 | 0 | 56.2327
13.8311 | 0 | 0 | 13.8311 | 30.72 | 61.44 | 0.99999 | 0 | 7.48 | 0.10709 | 0 | 47.6089
21.7737 | 0 | 0 | 21.7737 | 30.96 | 61.92 | 0.99999 | 0 | 7.48 | 0.10709 | 0 | 40.1463
29.325 | 0 | 0 | 29.325 | 31.72 | 63.44 | 0.99999 | 0 | 7.48 | 0.12502 | 0 | 34.115
42.3344 | 0 | 0 | 42.3344 | 35.96 | 71.92 | 0.99999 | 0 | 7.48 | 0.12502 | 0 | 29.5856
17.6165 | 0 | 0 | 17.6165 | 31 | 62 | 0.99999 | 0 | 7.48 | 0.12502 | 0 | 44.3835
23.3094 | 0 | 0 | 23.3094 | 26.68 | 53.36 | 0.99999 | 0 | 12.23 | 0.12502 | 0 | 30.0506
9.1751 | 0 | 0 | 9.1751 | 25.84 | 51.68 | 0.99999 | 0 | 12.23 | 0.12502 | 0 | 42.5049
3.3257 | 0 | 0 | 3.3257 | 24.32 | 48.64 | 0.99999 | 0 | 12.23 | 0.12502 | 0 | 45.3143
0.83143 | 0 | 0 | 0.83143 | 26.36 | 52.72 | 0.99999 | 0 | 12.23 | 0.12502 | 0 | 51.8886
0 | 0 | 0 | 0 | 25.28 | 50.56 | 0.99999 | 0 | 7.48 | 0.12502 | 0 | 50.56
0 | 0 | 0 | 0 | 28.16 | 56.32 | 0.99999 | 0 | 7.48 | 0.12502 | 0 | 56.32
0 | 0 | 0 | 0 | 28.92 | 57.84 | 0.2 | 2.1372 | 7.48 | 0.12502 | 0 | 55.7028
0 | 0 | 0 | 0 | 29.68 | 59.36 | 0.95833 | 0 | 7.48 | 0.10709 | 2.2546 | 59.36
0 | 0 | 0 | 0 | 25.12 | 50.24 | 0.99999 | 0 | 7.48 | 0.10709 | 0.12386 | 50.24
0 | 0 | 0 | 0 | 16.56 | 33.12 | 0.99999 | 0 | 7.48 | 0.10709 | 0 | 33.12
0 | 0 | 0 | 0 | 14.96 | 29.92 | 0.99999 | 0 | 7.48 | 0.10709 | 0 | 29.92
0 | 0 | 0 | 0 | 13.76 | 27.52 | 0.99999 | 0 | 7.48 | 0.10709 | 0 | 27.52
0 | 0 | 0 | 0 | 14.2 | 28.4 | 0.99999 | 0 | 7.48 | 0.10709 | 0 | 28.4
0 | 0 | 0 | 0 | 11.8 | 23.6 | 0.99999 | 0 | 7.48 | 0.10709 | 0 | 23.6
0 | 0 | 0 | 0 | 12.72 | 25.44 | 0.99999 | 0 | 7.48 | 0.10709 | 0 | 25.44
0 | 0 | 0 | 0 | 17.88 | 35.76 | 0.99999 | 0 | 7.48 | 0.10709 | 0 | 35.76
0 | 0 | 0 | 0 | 22.52 | 45.04 | 0.99999 | 0 | 7.48 | 0.10709 | 0 | 45.04
0 | 0 | 0 | 0 | 30.92 | 61.84 | 0.99999 | 0 | 7.48 | 0.10709 | 0 | 61.84
1.5357 | 0 | 0 | 1.5357 | 30.96 | 61.92 | 0.99999 | 0 | 7.48 | 0.10709 | 0 | 60.3843
22.967 | 0 | 0 | 22.967 | 33.8 | 67.6 | 0.99999 | 0 | 7.48 | 0.10709 | 0 | 44.633
38.2262 | 0 | 0 | 38.2262 | 32.68 | 65.36 | 0.99999 | 0 | 7.48 | 0.10709 | 0 | 27.1338
49.3478 | 0 | 0 | 49.3478 | 35.68 | 71.36 | 0.99999 | 0 | 7.48 | 0.10709 | 0 | 22.0122
54.3266 | 0 | 0 | 54.3266 | 38.08 | 76.16 | 0.99999 | 0 | 7.48 | 0.10709 | 0 | 21.8334
54.7765 | 0 | 0 | 54.7765 | 35.96 | 71.92 | 0.99999 | 0 | 7.48 | 0.10709 | 0 | 17.1435
50.3064 | 0 | 0 | 50.3064 | 29.12 | 58.24 | 0.99999 | 0 | 7.48 | 0.10709 | 0 | 7.9337
41.3758 | 0 | 0 | 41.3758 | 28.28 | 56.56 | 0.99999 | 0 | 7.48 | 0.10709 | 0 | 15.1842
27.1633 | 0 | 0 | 27.1633 | 28.04 | 56.08 | 0.99999 | 0 | 7.48 | 0.10709 | 0 | 28.9167
9.9576 | 0 | 0 | 9.9576 | 28.52 | 57.04 | 0.99999 | 0 | 7.48 | 0.10709 | 0 | 47.0824
0 | 0 | 0 | 0 | 30.08 | 60.16 | 0.99999 | 0 | 7.48 | 0.10709 | 0 | 60.16
0 | 0 | 0 | 0 | 30.12 | 60.24 | 0.99999 | 0 | 7.48 | 0.10709 | 0 | 60.24
0 | 0 | 0 | 0 | 29.76 | 59.52 | 0.99999 | 0 | 7.48 | 0.10709 | 0 | 59.52
0 | 0 | 0 | 0 | 29.24 | 58.48 | 0.99999 | 0 | 7.48 | 0.10709 | 0 | 58.48
0 | 0 | 0 | 0 | 27.44 | 54.88 | 0.99999 | 0 | 7.48 | 0.10709 | 0 | 54.88
0 | 0 | 0 | 0 | 22.28 | 44.56 | 0.99999 | 0 | 7.48 | 0.10709 | 0 | 44.56
0 | 0 | 0 | 0 | 18.68 | 37.36 | 0.99999 | 0 | 7.48 | 0.10709 | 0 | 37.36
0 | 0 | 0 | 0 | 18.16 | 36.32 | 0.99999 | 0 | 7.48 | 0.10709 | 0 | 36.32
0 | 0 | 0 | 0 | 17.52 | 35.04 | 0.99999 | 0 | 7.48 | 0.10709 | 0 | 35.04
0 | 0 | 0 | 0 | 17.56 | 35.12 | 0.99999 | 0 | 7.48 | 0.10709 | 0 | 35.12
0 | 0 | 0 | 0 | 17.2 | 34.4 | 0.99999 | 0 | 7.48 | 0.10709 | 0 | 34.4
0 | 0 | 0 | 0 | 17.76 | 35.52 | 0.99999 | 0 | 7.48 | 0.10709 | 0 | 35.52
0 | 0 | 0 | 0 | 19.44 | 38.88 | 0.99999 | 0 | 7.48 | 0.10709 | 0 | 38.88
0 | 0 | 0 | 0 | 20.44 | 40.88 | 0.99999 | 0 | 7.48 | 0.10709 | 0 | 40.88
1.6922 | 0 | 0 | 1.6922 | 26.68 | 53.36 | 0.99999 | 0 | 7.48 | 0.10709 | 0 | 51.6678
12.9507 | 0 | 0 | 12.9507 | 27.16 | 54.32 | 0.99999 | 0 | 7.48 | 0.10709 | 0 | 41.3693
26.7622 | 0 | 0 | 26.7622 | 28.88 | 57.76 | 0.99999 | 0 | 7.48 | 0.10709 | 0 | 30.9978
40.2999 | 0 | 0 | 40.2999 | 28.88 | 57.76 | 0.99999 | 0 | 7.48 | 0.10709 | 0 | 17.4601
43.0876 | 0 | 0 | 43.0876 | 28.88 | 57.76 | 0.99999 | 0 | 7.48 | 0.10709 | 0 | 14.6724
40.4075 | 0 | 0 | 40.4075 | 27.52 | 55.04 | 0.99999 | 0 | 7.48 | 0.10709 | 0 | 14.6325
34.607 | 0 | 0 | 34.607 | 27.32 | 54.64 | 0.99999 | 0 | 7.48 | 0.10709 | 0 | 20.033
21.6172 | 0 | 0 | 21.6172 | 28.04 | 56.08 | 0.99999 | 0 | 7.48 | 0.10709 | 0 | 34.4628
10.1728 | 0 | 0 | 10.1728 | 27.68 | 55.36 | 0.99999 | 0 | 7.48 | 0.10709 | 0 | 45.1872
1.9172 | 0 | 0 | 1.9172 | 29.4 | 58.8 | 0.99999 | 0 | 7.48 | 0.10709 | 0 | 56.8828
0 | 0 | 0 | 0 | 27.8 | 55.6 | 0.99999 | 0 | 7.48 | 0.10709 | 0 | 55.6
0 | 0 | 0 | 0 | 26.72 | 53.44 | 0.99999 | 0 | 7.48 | 0.10709 | 0 | 53.44
0 | 0 | 0 | 0 | 26.92 | 53.84 | 0.99999 | 0 | 7.48 | 0.10709 | 0 | 53.84
0 | 0 | 0 | 0 | 26.88 | 53.76 | 0.99999 | 0 | 7.48 | 0.10709 | 0 | 53.76
0 | 0 | 0 | 0 | 26.24 | 52.48 | 0.99999 | 0 | 7.48 | 0.10709 | 0 | 52.48
0 | 0 | 0 | 0 | 21.68 | 43.36 | 0.99999 | 0 | 7.48 | 0.10709 | 0 | 43.36
0 | 0 | 0 | 0 | 22 | 44 | 0.99999 | 0 | 7.48 | 0.10709 | 0 | 44
0 | 0 | 0 | 0 | 19 | 38 | 0.99999 | 0 | 7.48 | 0.10709 | 0 | 38
0 | 0 | 0 | 0 | 18 | 36 | 0.99999 | 0 | 7.48 | 0.10709 | 0 | 36
0 | 0 | 0 | 0 | 17.96 | 35.92 | 0.99999 | 0 | 7.48 | 0.10709 | 0 | 35.92
0 | 0 | 0 | 0 | 18.64 | 37.28 | 0.99999 | 0 | 7.48 | 0.10709 | 0 | 37.28
0 | 0 | 0 | 0 | 23.36 | 46.72 | 0.99999 | 0 | 7.48 | 0.10709 | 0 | 46.72
0 | 0 | 0 | 0 | 25.08 | 50.16 | 0.99999 | 0 | 7.48 | 0.10709 | 0 | 50.16
0 | 0 | 0 | 0 | 22.56 | 45.12 | 0.99999 | 0 | 7.48 | 0.10709 | 0 | 45.12
2.1421 | 0 | 0 | 2.1421 | 20 | 40 | 0.99999 | 0 | 7.48 | 0.10709 | 0 | 37.8578
8.2654 | 0 | 0 | 8.2654 | 24 | 48 | 0.99999 | 0 | 7.48 | 0.10709 | 0 | 39.7346
19.1131 | 0 | 0 | 19.1131 | 24.88 | 49.76 | 0.99999 | 0 | 7.48 | 0.10709 | 0 | 30.6469
30.3912 | 0 | 0 | 30.3912 | 26.4 | 52.8 | 0.99999 | 0 | 7.48 | 0.12502 | 0 | 22.4088
37.6882 | 0 | 0 | 37.6882 | 26.8 | 53.6 | 0.99999 | 0 | 7.48 | 0.12502 | 0 | 15.9118
38.0892 | 0 | 0 | 38.0892 | 27.28 | 54.56 | 0.99999 | 0 | 7.48 | 0.12502 | 0 | 16.4708
27.2611 | 0 | 0 | 27.2611 | 26.52 | 53.04 | 0.99999 | 0 | 12.23 | 0.12502 | 0 | 25.7789
20.727 | 0 | 0 | 20.727 | 25.12 | 50.24 | 0.99999 | 0 | 12.23 | 0.12502 | 0 | 29.513
11.5618 | 0 | 0 | 11.5618 | 25.08 | 50.16 | 0.99999 | 0 | 12.23 | 0.12502 | 0 | 38.5982
3.893 | 0 | 0 | 3.893 | 26.44 | 52.88 | 0.99999 | 0 | 12.23 | 0.12502 | 0 | 48.987
0 | 0 | 0 | 0 | 26.22 | 52.44 | 0.99999 | 0 | 7.48 | 0.12502 | 0 | 52.44
0 | 0 | 0 | 0 | 22.52 | 45.04 | 0.99999 | 0 | 7.48 | 0.12502 | 0 | 45.04
0 | 0 | 0 | 0 | 19.08 | 38.16 | 0.2 | 2.1372 | 7.48 | 0.12502 | 0 | 36.0228
0 | 0 | 0 | 0 | 18.8 | 37.6 | 0.95833 | 0 | 7.48 | 0.10709 | 2.2546 | 37.6
0 | 0 | 0 | 0 | 19.56 | 39.12 | 0.99999 | 0 | 7.48 | 0.10709 | 0.12386 | 39.12
0 | 0 | 0 | 0 | 16.36 | 32.72 | 0.99999 | 0 | 7.48 | 0.10709 | 0 | 32.72
0 | 0 | 0 | 0 | 14.28 | 28.56 | 0.99999 | 0 | 7.48 | 0.10709 | 0 | 28.56
0 | 0 | 0 | 0 | 14.12 | 28.24 | 0.99999 | 0 | 7.48 | 0.10709 | 0 | 28.24
0 | 0 | 0 | 0 | 16.24 | 32.48 | 0.99999 | 0 | 7.48 | 0.10709 | 0 | 32.48
0 | 0 | 0 | 0 | 19.24 | 38.48 | 0.99999 | 0 | 7.48 | 0.10709 | 0 | 38.48
0 | 0 | 0 | 0 | 18.68 | 37.36 | 0.99999 | 0 | 7.48 | 0.10709 | 0 | 37.36
0 | 0 | 0 | 0 | 16.76 | 33.52 | 0.99999 | 0 | 7.48 | 0.10709 | 0 | 33.52
0 | 0 | 0 | 0 | 21.04 | 42.08 | 0.99999 | 0 | 7.48 | 0.10709 | 0 | 42.08
0 | 0 | 0 | 0 | 29.76 | 59.52 | 0.99999 | 0 | 7.48 | 0.10709 | 0 | 59.52
0.92924 | 0 | 0 | 0.92924 | 29.12 | 58.24 | 0.99999 | 0 | 7.48 | 0.10709 | 0 | 57.3108
7.4242 | 0 | 0 | 7.4242 | 30.8 | 61.6 | 0.99999 | 0 | 7.48 | 0.10709 | 0 | 54.1758
4.4799 | 0 | 0 | 4.4799 | 30.92 | 61.84 | 0.99999 | 0 | 7.48 | 0.10709 | 0 | 57.3601
30.1466 | 0 | 0 | 30.1466 | 31.16 | 62.32 | 0.99999 | 0 | 7.48 | 0.12502 | 0 | 32.1734
35.8101 | 0 | 0 | 35.8101 | 35.6 | 71.2 | 0.99999 | 0 | 7.48 | 0.12502 | 0 | 35.3899
42.9507 | 0 | 0 | 42.9507 | 34.72 | 69.44 | 0.99999 | 0 | 7.48 | 0.12502 | 0 | 26.4893
38.6077 | 0 | 0 | 38.6077 | 29.48 | 58.96 | 0.99999 | 0 | 12.23 | 0.12502 | 0 | 20.3523
17.1959 | 0 | 0 | 17.1959 | 28.4 | 56.8 | 0.99999 | 0 | 12.23 | 0.12502 | 0 | 39.6041
2.416 | 0 | 0 | 2.416 | 25.56 | 51.12 | 0.99999 | 0 | 12.23 | 0.12502 | 0 | 48.704
5.732 | 0 | 0 | 5.732 | 25.88 | 51.76 | 0.99999 | 0 | 12.23 | 0.12502 | 0 | 46.028
0 | 0 | 0 | 0 | 28.12 | 56.24 | 0.99999 | 0 | 7.48 | 0.12502 | 0 | 56.24
0 | 0 | 0 | 0 | 29.64 | 59.28 | 0.99999 | 0 | 7.48 | 0.12502 | 0 | 59.28
0 | 0 | 0 | 0 | 29.48 | 58.96 | 0.2 | 2.1372 | 7.48 | 0.12502 | 0 | 56.8228
0 | 0 | 0 | 0 | 29.2 | 58.4 | 0.95833 | 0 | 7.48 | 0.10709 | 2.2546 | 58.4
0 | 0 | 0 | 0 | 25.8 | 51.6 | 0.99999 | 0 | 7.48 | 0.10709 | 0.12386 | 51.6
0 | 0 | 0 | 0 | 16.16 | 32.32 | 0.99999 | 0 | 7.48 | 0.10709 | 0 | 32.32
0 | 0 | 0 | 0 | 13.96 | 27.92 | 0.99999 | 0 | 7.48 | 0.10709 | 0 | 27.92
0 | 0 | 0 | 0 | 13.84 | 27.68 | 0.99999 | 0 | 7.48 | 0.10709 | 0 | 27.68
0 | 0 | 0 | 0 | 12.8 | 25.6 | 0.99999 | 0 | 7.48 | 0.10709 | 0 | 25.6
0 | 0 | 0 | 0 | 11.8 | 23.6 | 0.99999 | 0 | 7.48 | 0.10709 | 0 | 23.6
0 | 0 | 0 | 0 | 12.24 | 24.48 | 0.99999 | 0 | 7.48 | 0.10709 | 0 | 24.48
0 | 0 | 0 | 0 | 16.16 | 32.32 | 0.99999 | 0 | 7.48 | 0.10709 | 0 | 32.32
0 | 0 | 0 | 0 | 18.2 | 36.4 | 0.99999 | 0 | 7.48 | 0.10709 | 0 | 36.4
0 | 0 | 0 | 0 | 29.08 | 58.16 | 0.99999 | 0 | 7.48 | 0.10709 | 0 | 58.16
2.641 | 0 | 0 | 2.641 | 29.04 | 58.08 | 0.99999 | 0 | 7.48 | 0.10709 | 0 | 55.439
6.8862 | 0 | 0 | 6.8862 | 30.96 | 61.92 | 0.99999 | 0 | 7.48 | 0.10709 | 0 | 55.0338
40.5542 | 0 | 0 | 40.5542 | 26.6 | 53.2 | 0.99999 | 0 | 7.48 | 0.10709 | 0 | 12.6458
51.4214 | 0 | 0 | 51.4214 | 26.52 | 53.04 | 0.99999 | 0 | 7.48 | 0.12502 | 0 | 1.6185
56.4981 | 0 | 0 | 56.4981 | 29.68 | 59.36 | 0.99999 | 0 | 7.48 | 0.12502 | 0 | 2.8619
56.6252 | 0 | 0 | 56.6252 | 28.6 | 57.2 | 0.99999 | 0 | 7.48 | 0.12502 | 0 | 0.57478
37.8154 | 0 | 0 | 37.8154 | 26.88 | 53.76 | 0.99999 | 0 | 12.23 | 0.12502 | 0 | 15.9446
43.1365 | 0 | 0 | 43.1365 | 26.08 | 52.16 | 0.99999 | 0 | 12.23 | 0.12502 | 0 | 9.0235
28.1219 | 0 | 0 | 28.1219 | 24.24 | 48.48 | 0.99999 | 0 | 12.23 | 0.12502 | 0 | 20.3581
9.9478 | 0 | 0 | 9.9478 | 24.56 | 49.12 | 0.99999 | 0 | 12.23 | 0.12502 | 0 | 39.1722
0 | 0 | 0 | 0 | 25.76 | 51.52 | 0.99999 | 0 | 7.48 | 0.12502 | 0 | 51.52
0 | 0 | 0 | 0 | 26.3 | 52.6 | 0.99999 | 0 | 7.48 | 0.12502 | 0 | 52.6
0 | 0 | 0 | 0 | 25.88 | 51.76 | 0.2 | 2.1372 | 7.48 | 0.12502 | 0 | 49.6228
0 | 0 | 0 | 0 | 23.44 | 46.88 | 0.95833 | 0 | 7.48 | 0.10709 | 2.2546 | 46.88
0 | 0 | 0 | 0 | 21.08 | 42.16 | 0.99999 | 0 | 7.48 | 0.10709 | 0.12386 | 42.16
0 | 0 | 0 | 0 | 15.88 | 31.76 | 0.99999 | 0 | 7.48 | 0.10709 | 0 | 31.76
0 | 0 | 0 | 0 | 14.48 | 28.96 | 0.99999 | 0 | 7.48 | 0.10709 | 0 | 28.96
0 | 0 | 0 | 0 | 13.56 | 27.12 | 0.99999 | 0 | 7.48 | 0.10709 | 0 | 27.12
0 | 0 | 0 | 0 | 13.64 | 27.28 | 0.99999 | 0 | 7.48 | 0.10709 | 0 | 27.28
0 | 0 | 0 | 0 | 13.4 | 26.8 | 0.99999 | 0 | 7.48 | 0.10709 | 0 | 26.8
0 | 0 | 0 | 0 | 14 | 28 | 0.99999 | 0 | 7.48 | 0.10709 | 0 | 28
0 | 0 | 0 | 0 | 14.76 | 29.52 | 0.99999 | 0 | 7.48 | 0.10709 | 0 | 29.52
0 | 0 | 0 | 0 | 14.96 | 29.92 | 0.99999 | 0 | 7.48 | 0.10709 | 0 | 29.92
0 | 0 | 0 | 0 | 26.12 | 52.24 | 0.99999 | 0 | 7.48 | 0.10709 | 0 | 52.24
2.2791 | 0 | 0 | 2.2791 | 25.76 | 51.52 | 0.99999 | 0 | 7.48 | 0.10709 | 0 | 49.2409
11.552 | 0 | 0 | 11.552 | 26.04 | 52.08 | 0.99999 | 0 | 7.48 | 0.10709 | 0 | 40.528
34.92 | 0 | 0 | 34.92 | 27.44 | 54.88 | 0.99999 | 0 | 7.48 | 0.10709 | 0 | 19.96
47.2936 | 0 | 0 | 47.2936 | 29.84 | 59.68 | 0.99999 | 0 | 7.48 | 0.12502 | 0 | 12.3864
51.8421 | 0 | 0 | 51.8421 | 28.44 | 56.88 | 0.99999 | 0 | 7.48 | 0.12502 | 0 | 5.038
49.2597 | 0 | 0 | 49.2597 | 27.36 | 54.72 | 0.99999 | 0 | 7.48 | 0.12502 | 0 | 5.4603
44.5744 | 0 | 0 | 44.5744 | 24.8 | 49.6 | 0.99999 | 0 | 12.23 | 0.12502 | 0 | 5.0256
34.382 | 0 | 0 | 34.382 | 25.16 | 50.32 | 0.99999 | 0 | 12.23 | 0.12502 | 0 | 15.938
21.402 | 0 | 0 | 21.402 | 25.32 | 50.64 | 0.99999 | 0 | 12.23 | 0.12502 | 0 | 29.238
7.6687 | 0 | 0 | 7.6687 | 26.84 | 53.68 | 0.99999 | 0 | 12.23 | 0.12502 | 0 | 46.0113
0 | 0 | 0 | 0 | 26.24 | 52.48 | 0.99999 | 0 | 7.48 | 0.12502 | 0 | 52.48
0 | 0 | 0 | 0 | 26.4 | 52.8 | 0.99999 | 0 | 7.48 | 0.12502 | 0 | 52.8
0 | 0 | 0 | 0 | 26.92 | 53.84 | 0.2 | 2.1372 | 7.48 | 0.12502 | 0 | 51.7028
0 | 0 | 0 | 0 | 26.2 | 52.4 | 0.95833 | 0 | 7.48 | 0.10709 | 2.2546 | 52.4
0 | 0 | 0 | 0 | 22.68 | 45.36 | 0.99999 | 0 | 7.48 | 0.10709 | 0.12386 | 45.36
0 | 0 | 0 | 0 | 21.28 | 42.56 | 0.99999 | 0 | 7.48 | 0.10709 | 0 | 42.56
0 | 0 | 0 | 0 | 19.32 | 38.64 | 0.99999 | 0 | 7.48 | 0.10709 | 0 | 38.64
0 | 0 | 0 | 0 | 18.52 | 37.04 | 0.99999 | 0 | 7.48 | 0.10709 | 0 | 37.04
0 | 0 | 0 | 0 | 17.28 | 34.56 | 0.99999 | 0 | 7.48 | 0.10709 | 0 | 34.56
0 | 0 | 0 | 0 | 17.64 | 35.28 | 0.99999 | 0 | 7.48 | 0.10709 | 0 | 35.28
0 | 0 | 0 | 0 | 15.92 | 31.84 | 0.99999 | 0 | 7.48 | 0.10709 | 0 | 31.84
0 | 0 | 0 | 0 | 14.4 | 28.8 | 0.99999 | 0 | 7.48 | 0.10709 | 0 | 28.8
0 | 0 | 0 | 0 | 15 | 30 | 0.99999 | 0 | 7.48 | 0.10709 | 0 | 30
0 | 0 | 0 | 0 | 25.56 | 51.12 | 0.99999 | 0 | 7.48 | 0.10709 | 0 | 51.12
2.4649 | 0 | 0 | 2.4649 | 25.28 | 50.56 | 0.99999 | 0 | 7.48 | 0.10709 | 0 | 48.0951
1.3596 | 0 | 0 | 1.3596 | 27.72 | 55.44 | 0.99999 | 0 | 7.48 | 0.10709 | 0 | 54.0804
28.6599 | 0 | 0 | 28.6599 | 31.16 | 62.32 | 0.99999 | 0 | 7.48 | 0.10709 | 0 | 33.6601
47.5577 | 0 | 0 | 47.5577 | 31.72 | 63.44 | 0.99999 | 0 | 7.48 | 0.12502 | 0 | 15.8823
48.7022 | 0 | 0 | 48.7022 | 30.96 | 61.92 | 0.99999 | 0 | 7.48 | 0.12502 | 0 | 13.2178
39.5369 | 0 | 0 | 39.5369 | 27.52 | 55.04 | 0.99999 | 0 | 7.48 | 0.12502 | 0 | 15.5031
39.3511 | 0 | 0 | 39.3511 | 25.76 | 51.52 | 0.99999 | 0 | 12.23 | 0.12502 | 0 | 12.1689
30.264 | 0 | 0 | 30.264 | 25.64 | 51.28 | 0.99999 | 0 | 12.23 | 0.12502 | 0 | 21.016
25.3439 | 0 | 0 | 25.3439 | 25.04 | 50.08 | 0.99999 | 0 | 12.23 | 0.12502 | 0 | 24.7361
7.9035 | 0 | 0 | 7.9035 | 26.12 | 52.24 | 0.99999 | 0 | 12.23 | 0.12502 | 0 | 44.3365
0 | 0 | 0 | 0 | 26.32 | 52.64 | 0.99999 | 0 | 7.48 | 0.12502 | 0 | 52.64
0 | 0 | 0 | 0 | 27.64 | 55.28 | 0.99999 | 0 | 7.48 | 0.12502 | 0 | 55.28
0 | 0 | 0 | 0 | 27.48 | 54.96 | 0.2 | 2.1372 | 7.48 | 0.12502 | 0 | 52.8228
0 | 0 | 0 | 0 | 26.96 | 53.92 | 0.2 | 0 | 7.48 | 0.10709 | 0 | 53.92
0 | 0 | 0 | 0 | 23.92 | 47.84 | 0.2 | 0 | 7.48 | 0.10709 | 0 | 47.84
0 | 0 | 0 | 0 | 18.12 | 36.24 | 0.2 | 0 | 7.48 | 0.10709 | 0 | 36.24
0 | 0 | 0 | 0 | 14.56 | 29.12 | 0.2 | 0 | 7.48 | 0.10709 | 0 | 29.12
0 | 0 | 0 | 0 | 14.24 | 28.48 | 0.2 | 0 | 7.48 | 0.10709 | 0 | 28.48
0 | 0 | 0 | 0 | 13.28 | 26.56 | 0.2 | 0 | 7.48 | 0.10709 | 0 | 26.56
0 | 0 | 0 | 0 | 12.48 | 24.96 | 0.2 | 0 | 7.48 | 0.10709 | 0 | 24.96
0 | 0 | 0 | 0 | 13.84 | 27.68 | 0.2 | 0 | 7.48 | 0.10709 | 0 | 27.68
0 | 0 | 0 | 0 | 16.28 | 32.56 | 0.2 | 0 | 7.48 | 0.10709 | 0 | 32.56
0 | 0 | 0 | 0 | 16.84 | 33.68 | 0.2 | 0 | 7.48 | 0.10709 | 0 | 33.68
0 | 0 | 0 | 0 | 16.8 | 33.6 | 0.2 | 0 | 7.48 | 0.10709 | 0 | 33.6
7.8741 | 0 | 0 | 7.8741 | 16.48 | 32.96 | 0.2 | 0 | 7.48 | 0.10709 | 0 | 25.0859
26.0188 | 0 | 0 | 26.0188 | 17.48 | 34.96 | 0.2 | 0 | 7.48 | 0.10709 | 0 | 8.9412
41.6106 | 2.2546 | 3.516 | 35.84 | 17.92 | 35.84 | 0.95833 | 0 | 7.48 | 0.10709 | 0 | 0
52.3214 | 0.12386 | 10.4375 | 41.76 | 20.88 | 41.76 | 0.99999 | 0 | 7.48 | 0.10709 | 0 | 0
58.6793 | 0 | 0 | 58.6793 | 33.6 | 67.2 | 0.99999 | 0 | 7.48 | 0.10709 | 0 | 8.5207
59.2075 | 0 | 0 | 59.2075 | 36.32 | 72.64 | 0.99999 | 0 | 7.48 | 0.10709 | 0 | 13.4325
54.9232 | 0 | 0 | 54.9232 | 33.08 | 66.16 | 0.99999 | 0 | 7.48 | 0.10709 | 0 | 11.2368
45.5232 | 0 | 0 | 45.5232 | 31.36 | 62.72 | 0.99999 | 0 | 7.48 | 0.10709 | 0 | 17.1968
30.8509 | 0 | 0 | 30.8509 | 29.8 | 59.6 | 0.99999 | 0 | 7.48 | 0.10709 | 0 | 28.7491
12.5301 | 0 | 0 | 12.5301 | 30.4 | 60.8 | 0.99999 | 0 | 7.48 | 0.10709 | 0 | 48.2699
0 | 0 | 0 | 0 | 30.4 | 60.8 | 0.99999 | 0 | 7.48 | 0.10709 | 0 | 60.8
0 | 0 | 0 | 0 | 30.56 | 61.12 | 0.99999 | 0 | 7.48 | 0.10709 | 0 | 61.12
0 | 0 | 0 | 0 | 30.24 | 60.48 | 0.99999 | 0 | 7.48 | 0.10709 | 0 | 60.48
0 | 0 | 0 | 0 | 29.16 | 58.32 | 0.99999 | 0 | 7.48 | 0.10709 | 0 | 58.32
0 | 0 | 0 | 0 | 23.4 | 46.8 | 0.99999 | 0 | 7.48 | 0.10709 | 0 | 46.8
0 | 0 | 0 | 0 | 21.52 | 43.04 | 0.99999 | 0 | 7.48 | 0.10709 | 0 | 43.04
0 | 0 | 0 | 0 | 15.24 | 30.48 | 0.99999 | 0 | 7.48 | 0.10709 | 0 | 30.48
0 | 0 | 0 | 0 | 14.24 | 28.48 | 0.99999 | 0 | 7.48 | 0.10709 | 0 | 28.48
0 | 0 | 0 | 0 | 12.92 | 25.84 | 0.99999 | 0 | 7.48 | 0.10709 | 0 | 25.84
0 | 0 | 0 | 0 | 12.96 | 25.92 | 0.99999 | 0 | 7.48 | 0.10709 | 0 | 25.92
0 | 0 | 0 | 0 | 13.4 | 26.8 | 0.99999 | 0 | 7.48 | 0.10709 | 0 | 26.8
0 | 0 | 0 | 0 | 14.52 | 29.04 | 0.99999 | 0 | 7.48 | 0.10709 | 0 | 29.04
0 | 0 | 0 | 0 | 14.72 | 29.44 | 0.99999 | 0 | 7.48 | 0.10709 | 0 | 29.44
0 | 0 | 0 | 0 | 16 | 32 | 0.99999 | 0 | 7.48 | 0.10709 | 0 | 32
7.1699 | 0 | 0 | 7.1699 | 20.64 | 41.28 | 0.99999 | 0 | 7.48 | 0.10709 | 0 | 34.1101
16.2569 | 0 | 0 | 16.2569 | 20.24 | 40.48 | 0.99999 | 0 | 7.48 | 0.10709 | 0 | 24.2231
37.9034 | 0 | 0 | 37.9034 | 21.88 | 43.76 | 0.99999 | 0 | 7.48 | 0.10709 | 0 | 5.8566
30.5281 | 0 | 0 | 30.5281 | 22.44 | 44.88 | 0.2 | 2.1372 | 7.48 | 0.10709 | 0 | 12.2147
46.4426 | 1.4026 | 0 | 45.04 | 22.52 | 45.04 | 0.67178 | 0 | 7.48 | 0.10709 | 0 | 0
46.6578 | 0.97583 | 2.882 | 42.8 | 21.4 | 42.8 | 0.99999 | 0 | 7.48 | 0.10709 | 0 | 0
23.5441 | 0 | 0 | 23.5441 | 21.8 | 43.6 | 0.99999 | 0 | 7.48 | 0.10709 | 0 | 20.0559
22.5953 | 0 | 0 | 22.5953 | 21.2 | 42.4 | 0.99999 | 0 | 7.48 | 0.10709 | 0 | 19.8047
21.5389 | 0 | 0 | 21.5389 | 21.24 | 42.48 | 0.99999 | 0 | 7.48 | 0.10709 | 0 | 20.9411
4.4604 | 0 | 0 | 4.4604 | 23.32 | 46.64 | 0.99999 | 0 | 7.48 | 0.10709 | 0 | 42.1796
0 | 0 | 0 | 0 | 24.16 | 48.32 | 0.99999 | 0 | 7.48 | 0.10709 | 0 | 48.32
0 | 0 | 0 | 0 | 21.76 | 43.52 | 0.99999 | 0 | 7.48 | 0.10709 | 0 | 43.52
0 | 0 | 0 | 0 | 20.04 | 40.08 | 0.99999 | 0 | 7.48 | 0.10709 | 0 | 40.08
0 | 0 | 0 | 0 | 20.4 | 40.8 | 0.99999 | 0 | 7.48 | 0.10709 | 0 | 40.8
0 | 0 | 0 | 0 | 20.32 | 40.64 | 0.99999 | 0 | 7.48 | 0.10709 | 0 | 40.64
0 | 0 | 0 | 0 | 16.8 | 33.6 | 0.99999 | 0 | 7.48 | 0.10709 | 0 | 33.6
0 | 0 | 0 | 0 | 16.88 | 33.76 | 0.99999 | 0 | 7.48 | 0.10709 | 0 | 33.76
0 | 0 | 0 | 0 | 16.44 | 32.88 | 0.99999 | 0 | 7.48 | 0.10709 | 0 | 32.88
0 | 0 | 0 | 0 | 15.68 | 31.36 | 0.99999 | 0 | 7.48 | 0.10709 | 0 | 31.36
0 | 0 | 0 | 0 | 13.52 | 27.04 | 0.99999 | 0 | 7.48 | 0.10709 | 0 | 27.04
0 | 0 | 0 | 0 | 12.64 | 25.28 | 0.99999 | 0 | 7.48 | 0.10709 | 0 | 25.28
0 | 0 | 0 | 0 | 13.6 | 27.2 | 0.99999 | 0 | 7.48 | 0.10709 | 0 | 27.2
0 | 0 | 0 | 0 | 13.92 | 27.84 | 0.99999 | 0 | 7.48 | 0.10709 | 0 | 27.84
0 | 0 | 0 | 0 | 14.4 | 28.8 | 0.99999 | 0 | 7.48 | 0.10709 | 0 | 28.8
0.94881 | 0 | 0 | 0.94881 | 13.64 | 27.28 | 0.99999 | 0 | 7.48 | 0.10709 | 0 | 26.3312
1.2814 | 0 | 0 | 1.2814 | 20.48 | 40.96 | 0.99999 | 0 | 7.48 | 0.10709 | 0 | 39.6786
10.1043 | 0 | 0 | 10.1043 | 21.32 | 42.64 | 0.99999 | 0 | 7.48 | 0.10709 | 0 | 32.5357
9.6152 | 0 | 0 | 9.6152 | 21.44 | 42.88 | 0.99999 | 0 | 7.48 | 0.12502 | 0 | 33.2648
18.761 | 0 | 0 | 18.761 | 22.28 | 44.56 | 0.99999 | 0 | 7.48 | 0.12502 | 0 | 25.799
13.2931 | 0 | 0 | 13.2931 | 22.28 | 44.56 | 0.99999 | 0 | 7.48 | 0.12502 | 0 | 31.2669
24.894 | 0 | 0 | 24.894 | 22.92 | 45.84 | 0.99999 | 0 | 12.23 | 0.12502 | 0 | 20.946
15.8265 | 0 | 0 | 15.8265 | 21.44 | 42.88 | 0.99999 | 0 | 12.23 | 0.12502 | 0 | 27.0535
0.76296 | 0 | 0 | 0.76296 | 21.16 | 42.32 | 0.99999 | 0 | 12.23 | 0.12502 | 0 | 41.557
2.866 | 0 | 0 | 2.866 | 22.48 | 44.96 | 0.99999 | 0 | 12.23 | 0.12502 | 0 | 42.094
0 | 0 | 0 | 0 | 22.92 | 45.84 | 0.99999 | 0 | 7.48 | 0.12502 | 0 | 45.84
0 | 0 | 0 | 0 | 21.84 | 43.68 | 0.99999 | 0 | 7.48 | 0.12502 | 0 | 43.68
0 | 0 | 0 | 0 | 16.32 | 32.64 | 0.2 | 2.1372 | 7.48 | 0.12502 | 0 | 30.5028
0 | 0 | 0 | 0 | 16.56 | 33.12 | 0.95833 | 0 | 7.48 | 0.10709 | 2.2546 | 33.12
0 | 0 | 0 | 0 | 16.68 | 33.36 | 0.99999 | 0 | 7.48 | 0.10709 | 0.12386 | 33.36
0 | 0 | 0 | 0 | 18.44 | 36.88 | 0.99999 | 0 | 7.48 | 0.10709 | 0 | 36.88
0 | 0 | 0 | 0 | 18.4 | 36.8 | 0.99999 | 0 | 7.48 | 0.10709 | 0 | 36.8
0 | 0 | 0 | 0 | 17.16 | 34.32 | 0.99999 | 0 | 7.48 | 0.10709 | 0 | 34.32
0 | 0 | 0 | 0 | 17.36 | 34.72 | 0.99999 | 0 | 7.48 | 0.10709 | 0 | 34.72
0 | 0 | 0 | 0 | 19.04 | 38.08 | 0.99999 | 0 | 7.48 | 0.10709 | 0 | 38.08
0 | 0 | 0 | 0 | 15.16 | 30.32 | 0.99999 | 0 | 7.48 | 0.10709 | 0 | 30.32
0 | 0 | 0 | 0 | 12.96 | 25.92 | 0.99999 | 0 | 7.48 | 0.10709 | 0 | 25.92
0 | 0 | 0 | 0 | 14.04 | 28.08 | 0.99999 | 0 | 7.48 | 0.10709 | 0 | 28.08
0 | 0 | 0 | 0 | 20.04 | 40.08 | 0.99999 | 0 | 7.48 | 0.10709 | 0 | 40.08
0.32279 | 0 | 0 | 0.32279 | 23.36 | 46.72 | 0.99999 | 0 | 7.48 | 0.10709 | 0 | 46.3972
1.4379 | 0 | 0 | 1.4379 | 30.2 | 60.4 | 0.99999 | 0 | 7.48 | 0.10709 | 0 | 58.9621
5.8983 | 0 | 0 | 5.8983 | 32.84 | 65.68 | 0.99999 | 0 | 7.48 | 0.10709 | 0 | 59.7817
15.9634 | 0 | 0 | 15.9634 | 35.72 | 71.44 | 0.99999 | 0 | 7.48 | 0.12502 | 0 | 55.4766
11.7769 | 0 | 0 | 11.7769 | 39.36 | 78.72 | 0.73407 | 0.71042 | 7.48 | 0.12502 | 0 | 66.2326
2.6606 | 0 | 0 | 2.6606 | 35.16 | 70.32 | 0.2 | 1.4268 | 7.48 | 0.12502 | 0 | 66.2326
9.8793 | 0 | 0 | 9.8793 | 30.52 | 61.04 | 0.23347 | 0 | 12.23 | 0.12502 | 0.099519 | 51.1607
6.2504 | 0 | 0 | 6.2504 | 28.8 | 57.6 | 0.2 | 0.089424 | 12.23 | 0.12502 | 0 | 51.2602
5.1744 | 0 | 0 | 5.1744 | 27.04 | 54.08 | 0.2 | 0 | 12.23 | 0.12502 | 0 | 48.9056
9.1653 | 0 | 0 | 9.1653 | 28.2 | 56.4 | 0.2 | 0 | 12.23 | 0.12502 | 0 | 47.2347
0 | 0 | 0 | 0 | 29.24 | 58.48 | 0.2 | 0 | 7.48 | 0.12502 | 0 | 58.48
0 | 0 | 0 | 0 | 31.28 | 62.56 | 0.2 | 0 | 7.48 | 0.12502 | 0 | 62.56
0 | 0 | 0 | 0 | 32.48 | 64.96 | 0.2 | 0 | 7.48 | 0.12502 | 0 | 64.96
0 | 0 | 0 | 0 | 30.96 | 61.92 | 0.95833 | 0 | 7.48 | 0.10709 | 2.2546 | 61.92
0 | 0 | 0 | 0 | 28.04 | 56.08 | 0.99999 | 0 | 7.48 | 0.10709 | 0.12386 | 56.08
0 | 0 | 0 | 0 | 20.08 | 40.16 | 0.99999 | 0 | 7.48 | 0.10709 | 0 | 40.16
0 | 0 | 0 | 0 | 19.92 | 39.84 | 0.99999 | 0 | 7.48 | 0.10709 | 0 | 39.84
0 | 0 | 0 | 0 | 19.08 | 38.16 | 0.99999 | 0 | 7.48 | 0.10709 | 0 | 38.16
0 | 0 | 0 | 0 | 21.28 | 42.56 | 0.99999 | 0 | 7.48 | 0.10709 | 0 | 42.56
0 | 0 | 0 | 0 | 24.16 | 48.32 | 0.99999 | 0 | 7.48 | 0.10709 | 0 | 48.32
0 | 0 | 0 | 0 | 19.84 | 39.68 | 0.99999 | 0 | 7.48 | 0.10709 | 0 | 39.68
0 | 0 | 0 | 0 | 18.24 | 36.48 | 0.99999 | 0 | 7.48 | 0.10709 | 0 | 36.48
0 | 0 | 0 | 0 | 20.96 | 41.92 | 0.99999 | 0 | 7.48 | 0.10709 | 0 | 41.92
0 | 0 | 0 | 0 | 29.44 | 58.88 | 0.99999 | 0 | 7.48 | 0.10709 | 0 | 58.88
9.3805 | 0 | 0 | 9.3805 | 26.84 | 53.68 | 0.99999 | 0 | 7.48 | 0.10709 | 0 | 44.2995
28.8261 | 0 | 0 | 28.8261 | 29.72 | 59.44 | 0.99999 | 0 | 7.48 | 0.10709 | 0 | 30.6139
45.5428 | 0 | 0 | 45.5428 | 31.48 | 62.96 | 0.99999 | 0 | 7.48 | 0.10709 | 0 | 17.4172
56.9089 | 0 | 0 | 56.9089 | 32.48 | 64.96 | 0.99999 | 0 | 7.48 | 0.12502 | 0 | 8.0511
63.1886 | 0 | 0 | 63.1886 | 36.08 | 72.16 | 0.75829 | 0.64571 | 7.48 | 0.12502 | 0 | 8.3257
63.4723 | 0.35228 | 0 | 63.12 | 31.56 | 63.12 | 0.87678 | 0 | 7.48 | 0.12502 | 0 | 0
58.3663 | 0.36633 | 0 | 58 | 29 | 58 | 0.99999 | 0 | 12.23 | 0.12502 | 0 | 0
47.724 | 0 | 0 | 47.724 | 28.32 | 56.64 | 0.99999 | 0 | 12.23 | 0.12502 | 0 | 8.916
32.0736 | 0 | 0 | 32.0736 | 27.36 | 54.72 | 0.99999 | 0 | 12.23 | 0.12502 | 0 | 22.6464
13.4398 | 0 | 0 | 13.4398 | 29.12 | 58.24 | 0.99999 | 0 | 12.23 | 0.12502 | 0 | 44.8002
0 | 0 | 0 | 0 | 30.36 | 60.72 | 0.99999 | 0 | 7.48 | 0.12502 | 0 | 60.72
0 | 0 | 0 | 0 | 30.2 | 60.4 | 0.99999 | 0 | 7.48 | 0.12502 | 0 | 60.4
0 | 0 | 0 | 0 | 30.08 | 60.16 | 0.2 | 2.1372 | 7.48 | 0.12502 | 0 | 58.0228
0 | 0 | 0 | 0 | 28.24 | 56.48 | 0.95833 | 0 | 7.48 | 0.10709 | 2.2546 | 56.48
0 | 0 | 0 | 0 | 21.4 | 42.8 | 0.99999 | 0 | 7.48 | 0.10709 | 0.12386 | 42.8
0 | 0 | 0 | 0 | 21.52 | 43.04 | 0.99999 | 0 | 7.48 | 0.10709 | 0 | 43.04
0 | 0 | 0 | 0 | 24.84 | 49.68 | 0.99999 | 0 | 7.48 | 0.10709 | 0 | 49.68
0 | 0 | 0 | 0 | 24.64 | 49.28 | 0.99999 | 0 | 7.48 | 0.10709 | 0 | 49.28
0 | 0 | 0 | 0 | 23.76 | 47.52 | 0.99999 | 0 | 7.48 | 0.10709 | 0 | 47.52
0 | 0 | 0 | 0 | 24.32 | 48.64 | 0.99999 | 0 | 7.48 | 0.10709 | 0 | 48.64
0 | 0 | 0 | 0 | 22.04 | 44.08 | 0.99999 | 0 | 7.48 | 0.10709 | 0 | 44.08
0 | 0 | 0 | 0 | 18.16 | 36.32 | 0.99999 | 0 | 7.48 | 0.10709 | 0 | 36.32
0 | 0 | 0 | 0 | 21.72 | 43.44 | 0.99999 | 0 | 7.48 | 0.10709 | 0 | 43.44
0 | 0 | 0 | 0 | 30.64 | 61.28 | 0.99999 | 0 | 7.48 | 0.10709 | 0 | 61.28
9.3903 | 0 | 0 | 9.3903 | 30.6467 | 61.2933 | 0.99999 | 0 | 7.48 | 0.10709 | 0 | 51.9031
28.0925 | 0 | 0 | 28.0925 | 30.0133 | 60.0266 | 0.99999 | 0 | 7.48 | 0.10709 | 0 | 31.9341
43.5767 | 0 | 0 | 43.5767 | 33.96 | 67.92 | 0.99999 | 0 | 7.48 | 0.10709 | 0 | 24.3433
54.3852 | 0 | 0 | 54.3852 | 36.72 | 73.44 | 0.99999 | 0 | 7.48 | 0.12502 | 0 | 19.0548
42.9115 | 0 | 0 | 42.9115 | 33.6 | 67.2 | 0.2 | 2.1372 | 7.48 | 0.12502 | 0 | 22.1513
60.2248 | 2.2546 | 3.4102 | 54.56 | 27.28 | 54.56 | 0.95833 | 0 | 7.48 | 0.12502 | 0 | 0
56.6937 | 0.12386 | 5.8498 | 50.72 | 25.36 | 50.72 | 0.99999 | 0 | 12.23 | 0.12502 | 0 | 0
47.1371 | 0 | 0 | 47.1371 | 24.2 | 48.4 | 0.99999 | 0 | 12.23 | 0.12502 | 0 | 1.2629
32.1714 | 0 | 0 | 32.1714 | 22.56 | 45.12 | 0.99999 | 0 | 12.23 | 0.12502 | 0 | 12.9486
13.5376 | 0 | 0 | 13.5376 | 23.84 | 47.68 | 0.99999 | 0 | 12.23 | 0.12502 | 0 | 34.1424
0 | 0 | 0 | 0 | 28.12 | 56.24 | 0.99999 | 0 | 7.48 | 0.12502 | 0 | 56.24
0 | 0 | 0 | 0 | 31.8 | 63.6 | 0.99999 | 0 | 7.48 | 0.12502 | 0 | 63.6
0 | 0 | 0 | 0 | 32.4 | 64.8 | 0.2 | 2.1372 | 7.48 | 0.12502 | 0 | 62.6628
0 | 0 | 0 | 0 | 31.12 | 62.24 | 0.95833 | 0 | 7.48 | 0.10709 | 2.2546 | 62.24
0 | 0 | 0 | 0 | 27.2 | 54.4 | 0.99999 | 0 | 7.48 | 0.10709 | 0.12386 | 54.4
0 | 0 | 0 | 0 | 24.56 | 49.12 | 0.99999 | 0 | 7.48 | 0.10709 | 0 | 49.12
0 | 0 | 0 | 0 | 20.72 | 41.44 | 0.99999 | 0 | 7.48 | 0.10709 | 0 | 41.44
0 | 0 | 0 | 0 | 20.44 | 40.88 | 0.99999 | 0 | 7.48 | 0.10709 | 0 | 40.88
0 | 0 | 0 | 0 | 21.52 | 43.04 | 0.99999 | 0 | 7.48 | 0.10709 | 0 | 43.04
0 | 0 | 0 | 0 | 24.44 | 48.88 | 0.99999 | 0 | 7.48 | 0.10709 | 0 | 48.88
0 | 0 | 0 | 0 | 22.16 | 44.32 | 0.99999 | 0 | 7.48 | 0.10709 | 0 | 44.32
0 | 0 | 0 | 0 | 18.28 | 36.56 | 0.99999 | 0 | 7.48 | 0.10709 | 0 | 36.56
0 | 0 | 0 | 0 | 21.28 | 42.56 | 0.99999 | 0 | 7.48 | 0.10709 | 0 | 42.56
0 | 0 | 0 | 0 | 30.32 | 60.64 | 0.99999 | 0 | 7.48 | 0.10709 | 0 | 60.64
3.3844 | 0 | 0 | 3.3844 | 27.92 | 55.84 | 0.99999 | 0 | 7.48 | 0.10709 | 0 | 52.4556
3.0421 | 0 | 0 | 3.0421 | 27.68 | 55.36 | 0.99999 | 0 | 7.48 | 0.10709 | 0 | 52.3179
3.8833 | 0 | 0 | 3.8833 | 27.84 | 55.68 | 0.99999 | 0 | 7.48 | 0.10709 | 0 | 51.7967
19.7 | 0 | 0 | 19.7 | 31.08 | 62.16 | 0.99999 | 0 | 7.48 | 0.12502 | 0 | 42.46
15.3081 | 0 | 0 | 15.3081 | 33.36 | 66.72 | 0.99999 | 0 | 7.48 | 0.12502 | 0 | 51.4119
2.5139 | 0 | 0 | 2.5139 | 27 | 54 | 0.99999 | 0 | 7.48 | 0.12502 | 0 | 51.4861
1.3009 | 0 | 0 | 1.3009 | 25.68 | 51.36 | 0.99999 | 0 | 12.23 | 0.12502 | 0 | 50.0591
8.5393 | 0 | 0 | 8.5393 | 25.08 | 50.16 | 0.99999 | 0 | 12.23 | 0.12502 | 0 | 41.6207
11.8943 | 0 | 0 | 11.8943 | 24.64 | 49.28 | 0.99999 | 0 | 12.23 | 0.12502 | 0 | 37.3857
3.5996 | 0 | 0 | 3.5996 | 25.96 | 51.92 | 0.99999 | 0 | 12.23 | 0.12502 | 0 | 48.3204
0 | 0 | 0 | 0 | 27 | 54 | 0.99999 | 0 | 7.48 | 0.12502 | 0 | 54
0 | 0 | 0 | 0 | 26.48 | 52.96 | 0.99999 | 0 | 7.48 | 0.12502 | 0 | 52.96
0 | 0 | 0 | 0 | 26.4 | 52.8 | 0.2 | 2.1372 | 7.48 | 0.12502 | 0 | 50.6628
0 | 0 | 0 | 0 | 26.56 | 53.12 | 0.2 | 0 | 7.48 | 0.10709 | 0 | 53.12
0 | 0 | 0 | 0 | 21.96 | 43.92 | 0.2 | 0 | 7.48 | 0.10709 | 0 | 43.92
0 | 0 | 0 | 0 | 16.16 | 32.32 | 0.2 | 0 | 7.48 | 0.10709 | 0 | 32.32
0 | 0 | 0 | 0 | 14.48 | 28.96 | 0.2 | 0 | 7.48 | 0.10709 | 0 | 28.96
0 | 0 | 0 | 0 | 14.3467 | 28.6933 | 0.2 | 0 | 7.48 | 0.10709 | 0 | 28.6933
0 | 0 | 0 | 0 | 15.04 | 30.08 | 0.2 | 0 | 7.48 | 0.10709 | 0 | 30.08
0 | 0 | 0 | 0 | 14.4933 | 28.9867 | 0.2 | 0 | 7.48 | 0.10709 | 0 | 28.9867
0 | 0 | 0 | 0 | 14.3733 | 28.7467 | 0.2 | 0 | 7.48 | 0.10709 | 0 | 28.7467
0 | 0 | 0 | 0 | 17.6933 | 35.3867 | 0.2 | 0 | 7.48 | 0.10709 | 0 | 35.3867
0 | 0 | 0 | 0 | 20.96 | 41.92 | 0.2 | 0 | 7.48 | 0.10709 | 0 | 41.92
0 | 0 | 0 | 0 | 26.7333 | 53.4667 | 0.2 | 0 | 7.48 | 0.10709 | 0 | 53.4667
9.537 | 0 | 0 | 9.537 | 26.6533 | 53.3067 | 0.2 | 0 | 7.48 | 0.10709 | 0 | 43.7697
19.3576 | 0 | 0 | 19.3576 | 28.8267 | 57.6533 | 0.2 | 0 | 7.48 | 0.10709 | 0 | 38.2957
37.0231 | 0 | 0 | 37.0231 | 28.6933 | 57.3867 | 0.2 | 0 | 7.48 | 0.10709 | 0 | 20.3636
56.7328 | 0 | 0 | 56.7328 | 31.8133 | 63.6267 | 0.2 | 0 | 7.48 | 0.10709 | 0 | 6.8939
61.4084 | 0 | 0 | 61.4084 | 35.8667 | 71.7333 | 0.2 | 0 | 7.48 | 0.10709 | 0 | 10.325
59.9705 | 0 | 0 | 59.9705 | 35.3867 | 70.7733 | 0.2 | 0 | 7.48 | 0.10709 | 0 | 10.8028
56.2046 | 0 | 0 | 56.2046 | 31.6933 | 63.3867 | 0.2 | 0 | 7.48 | 0.10709 | 0 | 7.1821
47.0002 | 0 | 0 | 47.0002 | 30.4267 | 60.8533 | 0.2 | 0 | 7.48 | 0.10709 | 0 | 13.8531
32.8268 | 0 | 0 | 32.8268 | 29.5067 | 59.0133 | 0.2 | 0 | 7.48 | 0.10709 | 0 | 26.1866
14.5549 | 0 | 0 | 14.5549 | 30.12 | 60.24 | 0.2 | 0 | 7.48 | 0.10709 | 0 | 45.6851
0 | 0 | 0 | 0 | 30.2933 | 60.5867 | 0.2 | 0 | 7.48 | 0.10709 | 0 | 60.5867
0 | 0 | 0 | 0 | 30.7733 | 61.5467 | 0.2 | 0 | 7.48 | 0.10709 | 0 | 61.5467
0 | 0 | 0 | 0 | 30.48 | 60.96 | 0.2 | 0 | 7.48 | 0.10709 | 0 | 60.96
0 | 0 | 0 | 0 | 29.5733 | 59.1467 | 0.2 | 0 | 7.48 | 0.10709 | 0 | 59.1467
0 | 0 | 0 | 0 | 25.9067 | 51.8133 | 0.2 | 0 | 7.48 | 0.10709 | 0 | 51.8133
0 | 0 | 0 | 0 | 20.5733 | 41.1467 | 0.2 | 0 | 7.48 | 0.10709 | 0 | 41.1467
0 | 0 | 0 | 0 | 15.76 | 31.52 | 0.2 | 0 | 7.48 | 0.10709 | 0 | 31.52
0 | 0 | 0 | 0 | 15.08 | 30.16 | 0.2 | 0 | 7.48 | 0.10709 | 0 | 30.16
0 | 0 | 0 | 0 | 14.2267 | 28.4533 | 0.2 | 0 | 7.48 | 0.10709 | 0 | 28.4533
0 | 0 | 0 | 0 | 14.16 | 28.32 | 0.2 | 0 | 7.48 | 0.10709 | 0 | 28.32
0 | 0 | 0 | 0 | 14.52 | 29.04 | 0.2 | 0 | 7.48 | 0.10709 | 0 | 29.04
0 | 0 | 0 | 0 | 17.0533 | 34.1067 | 0.2 | 0 | 7.48 | 0.10709 | 0 | 34.1067
0 | 0 | 0 | 0 | 18.2267 | 36.4533 | 0.2 | 0 | 7.48 | 0.10709 | 0 | 36.4533
0 | 0 | 0 | 0 | 19.5867 | 39.1733 | 0.2 | 0 | 7.48 | 0.10709 | 0 | 39.1733
10.0261 | 0 | 0 | 10.0261 | 24.9867 | 49.9733 | 0.2 | 0 | 7.48 | 0.10709 | 0 | 39.9473
28.7674 | 0 | 0 | 28.7674 | 24.8133 | 49.6267 | 0.2 | 0 | 7.48 | 0.10709 | 0 | 20.8592
39.488 | 0 | 0 | 39.488 | 26.48 | 52.96 | 0.2 | 0 | 7.48 | 0.10709 | 0 | 13.472
54.2385 | 0.55853 | 0 | 53.68 | 26.84 | 53.68 | 0.38786 | 0 | 7.48 | 0.10709 | 0 | 0
50.5118 | 0 | 0 | 50.5118 | 26.8533 | 53.7067 | 0.38786 | 0 | 7.48 | 0.10709 | 0 | 3.1949
48.8685 | 0 | 0 | 48.8685 | 26.0133 | 52.0267 | 0.38786 | 0 | 7.48 | 0.10709 | 0 | 3.1582
44.0755 | 0 | 0 | 44.0755 | 26.4133 | 52.8267 | 0.38786 | 0 | 7.48 | 0.10709 | 0 | 8.7511
37.8838 | 0 | 0 | 37.8838 | 26.0267 | 52.0533 | 0.38786 | 0 | 7.48 | 0.10709 | 0 | 14.1695
22.3214 | 0 | 0 | 22.3214 | 25.8533 | 51.7067 | 0.38786 | 0 | 7.48 | 0.10709 | 0 | 29.3852
5.7124 | 0 | 0 | 5.7124 | 27.8933 | 55.7867 | 0.38786 | 0 | 7.48 | 0.10709 | 0 | 50.0743
0 | 0 | 0 | 0 | 27.6133 | 55.2267 | 0.38786 | 0 | 7.48 | 0.10709 | 0 | 55.2267
0 | 0 | 0 | 0 | 25.7333 | 51.4667 | 0.38786 | 0 | 7.48 | 0.10709 | 0 | 51.4667
0 | 0 | 0 | 0 | 24.72 | 49.44 | 0.38786 | 0 | 7.48 | 0.10709 | 0 | 49.44
0 | 0 | 0 | 0 | 24.6 | 49.2 | 0.38786 | 0 | 7.48 | 0.10709 | 0 | 49.2
0 | 0 | 0 | 0 | 24.48 | 48.96 | 0.38786 | 0 | 7.48 | 0.10709 | 0 | 48.96
0 | 0 | 0 | 0 | 20.1733 | 40.3467 | 0.38786 | 0 | 7.48 | 0.10709 | 0 | 40.3467
0 | 0 | 0 | 0 | 20.1867 | 40.3733 | 0.38786 | 0 | 7.48 | 0.10709 | 0 | 40.3733
0 | 0 | 0 | 0 | 18.56 | 37.12 | 0.38786 | 0 | 7.48 | 0.10709 | 0 | 37.12
0 | 0 | 0 | 0 | 17.1333 | 34.2667 | 0.38786 | 0 | 7.48 | 0.10709 | 0 | 34.2667
0 | 0 | 0 | 0 | 16.4267 | 32.8533 | 0.38786 | 0 | 7.48 | 0.10709 | 0 | 32.8533
0 | 0 | 0 | 0 | 16.6667 | 33.3333 | 0.38786 | 0 | 7.48 | 0.10709 | 0 | 33.3333
0 | 0 | 0 | 0 | 20.9867 | 41.9733 | 0.38786 | 0 | 7.48 | 0.10709 | 0 | 41.9733
0 | 0 | 0 | 0 | 22.16 | 44.32 | 0.38786 | 0 | 7.48 | 0.10709 | 0 | 44.32
0 | 0 | 0 | 0 | 19.2133 | 38.4267 | 0.38786 | 0 | 7.48 | 0.10709 | 0 | 38.4267
5.7907 | 0 | 0 | 5.7907 | 18.1467 | 36.2933 | 0.38786 | 0 | 7.48 | 0.10709 | 0 | 30.5027
20.2477 | 0 | 0 | 20.2477 | 21.76 | 43.52 | 0.38786 | 0 | 7.48 | 0.10709 | 0 | 23.2723
44.8972 | 0 | 0 | 44.8972 | 22.9467 | 45.8933 | 0.2 | 0.50187 | 7.48 | 0.10709 | 0 | 0.49429
55.5591 | 2.2546 | 6.7977 | 46.5067 | 23.2533 | 46.5067 | 0.95833 | 0 | 7.48 | 0.12502 | 0 | 0
61.966 | 0.12386 | 15.2021 | 46.64 | 23.32 | 46.64 | 0.99999 | 0 | 7.48 | 0.12502 | 0 | 0
62.0344 | 0 | 15.9811 | 46.0533 | 23.0267 | 46.0533 | 0.99999 | 0 | 7.48 | 0.12502 | 0 | 0
57.4273 | 2.2546 | 0 | 55.1727 | 23.36 | 46.72 | 0.99999 | 2.0259 | 12.23 | 0.12502 | 0 | 0
47.6849 | 0 | 1.3649 | 46.32 | 23.16 | 46.32 | 0.99999 | 0 | 12.23 | 0.12502 | 0 | 0
32.817 | 0 | 0 | 32.817 | 22.7467 | 45.4933 | 0.99999 | 0 | 12.23 | 0.12502 | 0 | 12.6763
14.3006 | 0 | 0 | 14.3006 | 23.56 | 47.12 | 0.99999 | 0 | 12.23 | 0.12502 | 0 | 32.8194
0 | 0 | 0 | 0 | 23.9467 | 47.8933 | 0.99999 | 0 | 7.48 | 0.12502 | 0 | 47.8933
0 | 0 | 0 | 0 | 23.1733 | 46.3467 | 0.99999 | 0 | 7.48 | 0.12502 | 0 | 46.3467
0 | 0 | 0 | 0 | 19.2133 | 38.4267 | 0.2 | 2.1372 | 7.48 | 0.12502 | 0 | 36.2894
0 | 0 | 0 | 0 | 19.2667 | 38.5333 | 0.95833 | 0 | 7.48 | 0.10709 | 2.2546 | 38.5333
0 | 0 | 0 | 0 | 19.5067 | 39.0133 | 0.99999 | 0 | 7.48 | 0.10709 | 0.12386 | 39.0133
0 | 0 | 0 | 0 | 17.44 | 34.88 | 0.99999 | 0 | 7.48 | 0.10709 | 0 | 34.88
0 | 0 | 0 | 0 | 15.8267 | 31.6533 | 0.99999 | 0 | 7.48 | 0.10709 | 0 | 31.6533
0 | 0 | 0 | 0 | 16.3333 | 32.6667 | 0.99999 | 0 | 7.48 | 0.10709 | 0 | 32.6667
0 | 0 | 0 | 0 | 18.2933 | 36.5867 | 0.99999 | 0 | 7.48 | 0.10709 | 0 | 36.5867
0 | 0 | 0 | 0 | 20.8133 | 41.6267 | 0.99999 | 0 | 7.48 | 0.10709 | 0 | 41.6267
0 | 0 | 0 | 0 | 17.8933 | 35.7867 | 0.99999 | 0 | 7.48 | 0.10709 | 0 | 35.7867
0 | 0 | 0 | 0 | 15.9867 | 31.9733 | 0.99999 | 0 | 7.48 | 0.10709 | 0 | 31.9733
0 | 0 | 0 | 0 | 18.68 | 37.36 | 0.99999 | 0 | 7.48 | 0.10709 | 0 | 37.36
0 | 0 | 0 | 0 | 26.4133 | 52.8267 | 0.99999 | 0 | 7.48 | 0.10709 | 0 | 52.8267
10.3195 | 0 | 0 | 10.3195 | 26.44 | 52.88 | 0.99999 | 0 | 7.48 | 0.10709 | 0 | 42.5605
29.5304 | 0 | 0 | 29.5304 | 30.24 | 60.48 | 0.99999 | 0 | 7.48 | 0.10709 | 0 | 30.9496
45.0537 | 0 | 0 | 45.0537 | 31.7467 | 63.4933 | 0.99999 | 0 | 7.48 | 0.10709 | 0 | 18.4397
53.7397 | 0 | 0 | 53.7397 | 33.12 | 66.24 | 0.99999 | 0 | 7.48 | 0.12502 | 0 | 12.5003
56.7915 | 0 | 0 | 56.7915 | 37.0133 | 74.0267 | 0.99999 | 0 | 7.48 | 0.12502 | 0 | 17.2352
56.8306 | 0 | 0 | 56.8306 | 33.8133 | 67.6267 | 0.99999 | 0 | 7.48 | 0.12502 | 0 | 10.796
52.9767 | 0 | 0 | 52.9767 | 29.6667 | 59.3333 | 0.99999 | 0 | 12.23 | 0.12502 | 0 | 6.3566
45.6406 | 0 | 0 | 45.6406 | 28.5067 | 57.0133 | 0.99999 | 0 | 12.23 | 0.12502 | 0 | 11.3728
31.7606 | 0 | 0 | 31.7606 | 26.6533 | 53.3067 | 0.99999 | 0 | 12.23 | 0.12502 | 0 | 21.5461
13.9484 | 0 | 0 | 13.9484 | 27.7333 | 55.4667 | 0.99999 | 0 | 12.23 | 0.12502 | 0 | 41.5182
0 | 0 | 0 | 0 | 29.24 | 58.48 | 0.99999 | 0 | 7.48 | 0.12502 | 0 | 58.48
0 | 0 | 0 | 0 | 30.3733 | 60.7467 | 0.99999 | 0 | 7.48 | 0.12502 | 0 | 60.7467
0 | 0 | 0 | 0 | 30.68 | 61.36 | 0.2 | 2.1372 | 7.48 | 0.12502 | 0 | 59.2228
0 | 0 | 0 | 0 | 29.4667 | 58.9333 | 0.95833 | 0 | 7.48 | 0.10709 | 2.2546 | 58.9333
0 | 0 | 0 | 0 | 25.08 | 50.16 | 0.99999 | 0 | 7.48 | 0.10709 | 0.12386 | 50.16
0 | 0 | 0 | 0 | 19.2533 | 38.5067 | 0.99999 | 0 | 7.48 | 0.10709 | 0 | 38.5067
0 | 0 | 0 | 0 | 19.5733 | 39.1467 | 0.99999 | 0 | 7.48 | 0.10709 | 0 | 39.1467
0 | 0 | 0 | 0 | 17.44 | 34.88 | 0.99999 | 0 | 7.48 | 0.10709 | 0 | 34.88
0 | 0 | 0 | 0 | 18.6 | 37.2 | 0.99999 | 0 | 7.48 | 0.10709 | 0 | 37.2
0 | 0 | 0 | 0 | 21.44 | 42.88 | 0.99999 | 0 | 7.48 | 0.10709 | 0 | 42.88
0 | 0 | 0 | 0 | 17.96 | 35.92 | 0.99999 | 0 | 7.48 | 0.10709 | 0 | 35.92
0 | 0 | 0 | 0 | 16.96 | 33.92 | 0.99999 | 0 | 7.48 | 0.10709 | 0 | 33.92
0 | 0 | 0 | 0 | 19.8 | 39.6 | 0.99999 | 0 | 7.48 | 0.10709 | 0 | 39.6
0 | 0 | 0 | 0 | 28.4 | 56.8 | 0.99999 | 0 | 7.48 | 0.10709 | 0 | 56.8
10.2706 | 0 | 0 | 10.2706 | 27.52 | 55.04 | 0.99999 | 0 | 7.48 | 0.10709 | 0 | 44.7694
29.2957 | 0 | 0 | 29.2957 | 29.76 | 59.52 | 0.99999 | 0 | 7.48 | 0.10709 | 0 | 30.2243
44.995 | 0 | 0 | 44.995 | 30 | 60 | 0.99999 | 0 | 7.48 | 0.10709 | 0 | 15.005
55.0895 | 0 | 0 | 55.0895 | 32.28 | 64.56 | 0.99999 | 0 | 7.48 | 0.12502 | 0 | 9.4705
58.738 | 0 | 0 | 58.738 | 31.96 | 63.92 | 0.88594 | 0.3047 | 7.48 | 0.12502 | 0 | 4.8773
56.8991 | 0.3391 | 0 | 56.56 | 28.28 | 56.56 | 0.99999 | 0 | 7.48 | 0.12502 | 0 | 0
53.2897 | 0 | 0 | 53.2897 | 26.8 | 53.6 | 0.99999 | 0 | 12.23 | 0.12502 | 0 | 0.31028
45.9927 | 0 | 0 | 45.9927 | 25.96 | 51.92 | 0.99999 | 0 | 12.23 | 0.12502 | 0 | 5.9273
32.1421 | 0 | 0 | 32.1421 | 25.64 | 51.28 | 0.99999 | 0 | 12.23 | 0.12502 | 0 | 19.1379
14.4571 | 0 | 0 | 14.4571 | 25.8 | 51.6 | 0.99999 | 0 | 12.23 | 0.12502 | 0 | 37.1429
0 | 0 | 0 | 0 | 28.4 | 56.8 | 0.99999 | 0 | 7.48 | 0.12502 | 0 | 56.8
0 | 0 | 0 | 0 | 27.72 | 55.44 | 0.99999 | 0 | 7.48 | 0.12502 | 0 | 55.44
0 | 0 | 0 | 0 | 26.52 | 53.04 | 0.2 | 2.1372 | 7.48 | 0.12502 | 0 | 50.9028
0 | 0 | 0 | 0 | 25.4 | 50.8 | 0.95833 | 0 | 7.48 | 0.10709 | 2.2546 | 50.8
0 | 0 | 0 | 0 | 19.504 | 39.008 | 0.99999 | 0 | 7.48 | 0.10709 | 0.12386 | 39.008
0 | 0 | 0 | 0 | 17.136 | 34.272 | 0.99999 | 0 | 7.48 | 0.10709 | 0 | 34.272
0 | 0 | 0 | 0 | 17.24 | 34.48 | 0.99999 | 0 | 7.48 | 0.10709 | 0 | 34.48
0 | 0 | 0 | 0 | 15.8 | 31.6 | 0.99999 | 0 | 7.48 | 0.10709 | 0 | 31.6
0 | 0 | 0 | 0 | 16.72 | 33.44 | 0.99999 | 0 | 7.48 | 0.10709 | 0 | 33.44
0 | 0 | 0 | 0 | 21.12 | 42.24 | 0.99999 | 0 | 7.48 | 0.10709 | 0 | 42.24
0 | 0 | 0 | 0 | 21.08 | 42.16 | 0.99999 | 0 | 7.48 | 0.10709 | 0 | 42.16
0 | 0 | 0 | 0 | 15.48 | 30.96 | 0.99999 | 0 | 7.48 | 0.10709 | 0 | 30.96
0 | 0 | 0 | 0 | 18.76 | 37.52 | 0.99999 | 0 | 7.48 | 0.10709 | 0 | 37.52
0 | 0 | 0 | 0 | 26.56 | 53.12 | 0.99999 | 0 | 7.48 | 0.10709 | 0 | 53.12
10.926 | 0 | 0 | 10.926 | 26.92 | 53.84 | 0.99999 | 0 | 7.48 | 0.10709 | 0 | 42.914
30.0097 | 0 | 0 | 30.0097 | 28.72 | 57.44 | 0.99999 | 0 | 7.48 | 0.10709 | 0 | 27.4303
45.7677 | 0 | 0 | 45.7677 | 29.28 | 58.56 | 0.99999 | 0 | 7.48 | 0.10709 | 0 | 12.7923
54.6689 | 0 | 0 | 54.6689 | 29.64 | 59.28 | 0.99999 | 0 | 7.48 | 0.12502 | 0 | 4.6111
57.4371 | 0 | 0 | 57.4371 | 33.32 | 66.64 | 0.2 | 2.1372 | 7.48 | 0.12502 | 0 | 7.0657
57.3882 | 1.7082 | 0 | 55.68 | 27.84 | 55.68 | 0.77454 | 0 | 7.48 | 0.12502 | 0 | 0
53.5147 | 0.67031 | 3.5644 | 49.28 | 24.64 | 49.28 | 0.99999 | 0 | 12.23 | 0.12502 | 0 | 0
45.0928 | 0 | 0 | 45.0928 | 24.12 | 48.24 | 0.99999 | 0 | 12.23 | 0.12502 | 0 | 3.1472
32.7681 | 0 | 0 | 32.7681 | 22.64 | 45.28 | 0.99999 | 0 | 12.23 | 0.12502 | 0 | 12.5119
14.9462 | 0 | 0 | 14.9462 | 24.68 | 49.36 | 0.99999 | 0 | 12.23 | 0.12502 | 0 | 34.4138
0 | 0 | 0 | 0 | 25.12 | 50.24 | 0.99999 | 0 | 7.48 | 0.12502 | 0 | 50.24
0 | 0 | 0 | 0 | 25.84 | 51.68 | 0.99999 | 0 | 7.48 | 0.12502 | 0 | 51.68
0 | 0 | 0 | 0 | 25.2 | 50.4 | 0.2 | 2.1372 | 7.48 | 0.12502 | 0 | 48.2628
0 | 0 | 0 | 0 | 24.08 | 48.16 | 0.85738 | 0 | 7.48 | 0.10709 | 1.9545 | 48.16
0 | 0 | 0 | 0 | 21.8 | 43.6 | 0.85738 | 0 | 7.48 | 0.10709 | 0 | 43.6
0 | 0 | 0 | 0 | 17.4 | 34.8 | 0.85738 | 0 | 7.48 | 0.10709 | 0 | 34.8
0 | 0 | 0 | 0 | 14.92 | 29.84 | 0.85738 | 0 | 7.48 | 0.10709 | 0 | 29.84
0 | 0 | 0 | 0 | 14.4 | 28.8 | 0.85738 | 0 | 7.48 | 0.10709 | 0 | 28.8
0 | 0 | 0 | 0 | 14.44 | 28.88 | 0.85738 | 0 | 7.48 | 0.10709 | 0 | 28.88
0 | 0 | 0 | 0 | 12.84 | 25.68 | 0.85738 | 0 | 7.48 | 0.10709 | 0 | 25.68
0 | 0 | 0 | 0 | 13.08 | 26.16 | 0.85738 | 0 | 7.48 | 0.10709 | 0 | 26.16
0 | 0 | 0 | 0 | 13 | 26 | 0.85738 | 0 | 7.48 | 0.10709 | 0 | 26
0 | 0 | 0 | 0 | 16.24 | 32.48 | 0.85738 | 0 | 7.48 | 0.10709 | 0 | 32.48
0 | 0 | 0 | 0 | 24 | 48 | 0.85738 | 0 | 7.48 | 0.10709 | 0 | 48
11.3759 | 0 | 0 | 11.3759 | 23.2 | 46.4 | 0.85738 | 0 | 7.48 | 0.10709 | 0 | 35.0241
30.4988 | 0 | 0 | 30.4988 | 25.28 | 50.56 | 0.85738 | 0 | 7.48 | 0.10709 | 0 | 20.0612
46.3448 | 0 | 0 | 46.3448 | 25.2 | 50.4 | 0.85738 | 0 | 7.48 | 0.10709 | 0 | 4.0552
55.784 | 0.42401 | 0 | 55.36 | 27.68 | 55.36 | 0.99999 | 0 | 7.48 | 0.12502 | 0 | 0
60.8802 | 0 | 0 | 60.8802 | 32 | 64 | 0.2 | 2.1372 | 7.48 | 0.12502 | 0 | 0.98261
59.7749 | 2.2546 | 4.2402 | 53.28 | 26.64 | 53.28 | 0.95833 | 0 | 7.48 | 0.12502 | 0 | 0
53.6419 | 0.12386 | 4.958 | 48.56 | 24.28 | 48.56 | 0.99999 | 0 | 12.23 | 0.12502 | 0 | 0
45.2884 | 0 | 0.32843 | 44.96 | 22.48 | 44.96 | 0.99999 | 0 | 12.23 | 0.12502 | 0 | 0
31.8291 | 0 | 0 | 31.8291 | 21.32 | 42.64 | 0.99999 | 0 | 12.23 | 0.12502 | 0 | 10.8109
14.9266 | 0 | 0 | 14.9266 | 24.28 | 48.56 | 0.99999 | 0 | 12.23 | 0.12502 | 0 | 33.6334
0 | 0 | 0 | 0 | 24.36 | 48.72 | 0.99999 | 0 | 7.48 | 0.12502 | 0 | 48.72
0 | 0 | 0 | 0 | 23.88 | 47.76 | 0.99999 | 0 | 7.48 | 0.12502 | 0 | 47.76
0 | 0 | 0 | 0 | 23.52 | 47.04 | 0.2 | 2.1372 | 7.48 | 0.12502 | 0 | 44.9028
0 | 0 | 0 | 0 | 23.32 | 46.64 | 0.2 | 0 | 7.48 | 0.10709 | 0 | 46.64
0 | 0 | 0 | 0 | 21.08 | 42.16 | 0.2 | 0 | 7.48 | 0.10709 | 0 | 42.16
0 | 0 | 0 | 0 | 14.6 | 29.2 | 0.2 | 0 | 7.48 | 0.10709 | 0 | 29.2
0 | 0 | 0 | 0 | 13.96 | 27.92 | 0.2 | 0 | 7.48 | 0.10709 | 0 | 27.92
0 | 0 | 0 | 0 | 13.24 | 26.48 | 0.2 | 0 | 7.48 | 0.10709 | 0 | 26.48
0 | 0 | 0 | 0 | 13.64 | 27.28 | 0.2 | 0 | 7.48 | 0.10709 | 0 | 27.28
0 | 0 | 0 | 0 | 11.6 | 23.2 | 0.2 | 0 | 7.48 | 0.10709 | 0 | 23.2
0 | 0 | 0 | 0 | 12 | 24 | 0.2 | 0 | 7.48 | 0.10709 | 0 | 24
0 | 0 | 0 | 0 | 12.76 | 25.52 | 0.2 | 0 | 7.48 | 0.10709 | 0 | 25.52
0 | 0 | 0 | 0 | 15.96 | 31.92 | 0.2 | 0 | 7.48 | 0.10709 | 0 | 31.92
0 | 0 | 0 | 0 | 24.48 | 48.96 | 0.2 | 0 | 7.48 | 0.10709 | 0 | 48.96
11.1412 | 0 | 0 | 11.1412 | 23.84 | 47.68 | 0.2 | 0 | 7.48 | 0.10709 | 0 | 36.5388
29.9119 | 0 | 0 | 29.9119 | 28.24 | 56.48 | 0.2 | 0 | 7.48 | 0.10709 | 0 | 26.5681
44.5157 | 0 | 0 | 44.5157 | 31.36 | 62.72 | 0.2 | 0 | 7.48 | 0.10709 | 0 | 18.2043
54.6689 | 0 | 0 | 54.6689 | 33.64 | 67.28 | 0.2 | 0 | 7.48 | 0.10709 | 0 | 12.6111
57.3686 | 0 | 0 | 57.3686 | 34.68 | 69.36 | 0.2 | 0 | 7.48 | 0.10709 | 0 | 11.9914
57.398 | 0 | 0 | 57.398 | 30.2 | 60.4 | 0.2 | 0 | 7.48 | 0.10709 | 0 | 3.002
53.7788 | 0 | 0 | 53.7788 | 27.56 | 55.12 | 0.2 | 0 | 7.48 | 0.10709 | 0 | 1.3412
46.6481 | 0 | 0 | 46.6481 | 27.08 | 54.16 | 0.2 | 0 | 7.48 | 0.10709 | 0 | 7.5119
32.729 | 0 | 0 | 32.729 | 26.2333 | 52.4667 | 0.2 | 0 | 7.48 | 0.10709 | 0 | 19.7377
15.2983 | 0 | 0 | 15.2983 | 27.1867 | 54.3734 | 0.2 | 0 | 7.48 | 0.10709 | 0 | 39.0751
0 | 0 | 0 | 0 | 28 | 56 | 0.2 | 0 | 7.48 | 0.10709 | 0 | 56
0 | 0 | 0 | 0 | 27.16 | 54.32 | 0.2 | 0 | 7.48 | 0.10709 | 0 | 54.32
0 | 0 | 0 | 0 | 26.8 | 53.6 | 0.2 | 0 | 7.48 | 0.10709 | 0 | 53.6
0 | 0 | 0 | 0 | 25.4 | 50.8 | 0.2 | 0 | 7.48 | 0.10709 | 0 | 50.8
0 | 0 | 0 | 0 | 21.6 | 43.2 | 0.2 | 0 | 7.48 | 0.10709 | 0 | 43.2
0 | 0 | 0 | 0 | 19.4 | 38.8 | 0.2 | 0 | 7.48 | 0.10709 | 0 | 38.8
0 | 0 | 0 | 0 | 15.84 | 31.68 | 0.2 | 0 | 7.48 | 0.10709 | 0 | 31.68
0 | 0 | 0 | 0 | 14.56 | 29.12 | 0.2 | 0 | 7.48 | 0.10709 | 0 | 29.12
0 | 0 | 0 | 0 | 13.04 | 26.08 | 0.2 | 0 | 7.48 | 0.10709 | 0 | 26.08
0 | 0 | 0 | 0 | 13.96 | 27.92 | 0.2 | 0 | 7.48 | 0.10709 | 0 | 27.92
0 | 0 | 0 | 0 | 14.68 | 29.36 | 0.2 | 0 | 7.48 | 0.10709 | 0 | 29.36
0 | 0 | 0 | 0 | 14.88 | 29.76 | 0.2 | 0 | 7.48 | 0.10709 | 0 | 29.76
0 | 0 | 0 | 0 | 14.48 | 28.96 | 0.2 | 0 | 7.48 | 0.10709 | 0 | 28.96
0 | 0 | 0 | 0 | 14.96 | 29.92 | 0.2 | 0 | 7.48 | 0.10709 | 0 | 29.92
11.5618 | 0 | 0 | 11.5618 | 21.64 | 43.28 | 0.2 | 0 | 7.48 | 0.10709 | 0 | 31.7182
29.6869 | 0 | 0 | 29.6869 | 22.68 | 45.36 | 0.2 | 0 | 7.48 | 0.10709 | 0 | 15.6731
44.0657 | 0 | 0 | 44.0657 | 24.48 | 48.96 | 0.2 | 0 | 7.48 | 0.10709 | 0 | 4.8943
54.7178 | 2.2546 | 2.4632 | 50 | 25 | 50 | 0.95833 | 0 | 7.48 | 0.10709 | 0 | 0
59.9216 | 0.12386 | 11.3177 | 48.48 | 24.24 | 48.48 | 0.99999 | 0 | 7.48 | 0.10709 | 0 | 0
57.8577 | 0 | 10.9777 | 46.88 | 23.44 | 46.88 | 0.99999 | 0 | 7.48 | 0.10709 | 0 | 0
53.4951 | 0 | 8.2951 | 45.2 | 22.6 | 45.2 | 0.99999 | 0 | 7.48 | 0.10709 | 0 | 0
36.7883 | 0 | 0 | 36.7883 | 21.4 | 42.8 | 0.99999 | 0 | 7.48 | 0.10709 | 0 | 6.0117
28.2784 | 0 | 0 | 28.2784 | 22.12 | 44.24 | 0.99999 | 0 | 7.48 | 0.10709 | 0 | 15.9616
12.9018 | 0 | 0 | 12.9018 | 23.8 | 47.6 | 0.99999 | 0 | 7.48 | 0.10709 | 0 | 34.6982
0.058689 | 0 | 0 | 0.058689 | 23.64 | 47.28 | 0.99999 | 0 | 7.48 | 0.10709 | 0 | 47.2213
0 | 0 | 0 | 0 | 22.16 | 44.32 | 0.99999 | 0 | 7.48 | 0.10709 | 0 | 44.32
0 | 0 | 0 | 0 | 20.84 | 41.68 | 0.99999 | 0 | 7.48 | 0.10709 | 0 | 41.68
0 | 0 | 0 | 0 | 20.88 | 41.76 | 0.99999 | 0 | 7.48 | 0.10709 | 0 | 41.76
0 | 0 | 0 | 0 | 21.2 | 42.4 | 0.99999 | 0 | 7.48 | 0.10709 | 0 | 42.4
0 | 0 | 0 | 0 | 20.8 | 41.6 | 0.99999 | 0 | 7.48 | 0.10709 | 0 | 41.6
0 | 0 | 0 | 0 | 22.32 | 44.64 | 0.99999 | 0 | 7.48 | 0.10709 | 0 | 44.64
0 | 0 | 0 | 0 | 20.32 | 40.64 | 0.99999 | 0 | 7.48 | 0.10709 | 0 | 40.64
0 | 0 | 0 | 0 | 19.32 | 38.64 | 0.99999 | 0 | 7.48 | 0.10709 | 0 | 38.64
0 | 0 | 0 | 0 | 18.88 | 37.76 | 0.99999 | 0 | 7.48 | 0.10709 | 0 | 37.76
0 | 0 | 0 | 0 | 20.16 | 40.32 | 0.99999 | 0 | 7.48 | 0.10709 | 0 | 40.32
0 | 0 | 0 | 0 | 21.4 | 42.8 | 0.99999 | 0 | 7.48 | 0.10709 | 0 | 42.8
0 | 0 | 0 | 0 | 17.12 | 34.24 | 0.99999 | 0 | 7.48 | 0.10709 | 0 | 34.24
0 | 0 | 0 | 0 | 16.88 | 33.76 | 0.99999 | 0 | 7.48 | 0.10709 | 0 | 33.76
0 | 0 | 0 | 0 | 15.8 | 31.6 | 0.99999 | 0 | 7.48 | 0.10709 | 0 | 31.6
3.4529 | 0 | 0 | 3.4529 | 20.68 | 41.36 | 0.99999 | 0 | 7.48 | 0.10709 | 0 | 37.9071
4.1278 | 0 | 0 | 4.1278 | 22.32 | 44.64 | 0.99999 | 0 | 7.48 | 0.10709 | 0 | 40.5122
10.0652 | 0 | 0 | 10.0652 | 22.08 | 44.16 | 0.99999 | 0 | 7.48 | 0.12502 | 0 | 34.0948
23.73 | 0 | 0 | 23.73 | 22 | 44 | 0.99999 | 0 | 7.48 | 0.12502 | 0 | 20.27
9.5565 | 0 | 0 | 9.5565 | 21.76 | 43.52 | 0.47769 | 1.3954 | 7.48 | 0.12502 | 0 | 32.5681
46.4329 | 1.5529 | 0 | 44.88 | 22.44 | 44.88 | 0.99999 | 0 | 12.23 | 0.12502 | 0 | 0
40.4172 | 0 | 0 | 40.4172 | 22.72 | 45.44 | 0.99999 | 0 | 12.23 | 0.12502 | 0 | 5.0228
29.012 | 0 | 0 | 29.012 | 24.24 | 48.48 | 0.99999 | 0 | 12.23 | 0.12502 | 0 | 19.468
8.8523 | 0 | 0 | 8.8523 | 25.48 | 50.96 | 0.99999 | 0 | 12.23 | 0.12502 | 0 | 42.1077
0.068471 | 0 | 0 | 0.068471 | 23.84 | 47.68 | 0.99999 | 0 | 7.48 | 0.12502 | 0 | 47.6115
0 | 0 | 0 | 0 | 18.48 | 36.96 | 0.99999 | 0 | 7.48 | 0.12502 | 0 | 36.96
0 | 0 | 0 | 0 | 16.32 | 32.64 | 0.2 | 2.1372 | 7.48 | 0.12502 | 0 | 30.5028
0 | 0 | 0 | 0 | 15.88 | 31.76 | 0.24974 | 0 | 7.48 | 0.10709 | 0.1479 | 31.76
0 | 0 | 0 | 0 | 17.64 | 35.28 | 0.24974 | 0 | 7.48 | 0.10709 | 0 | 35.28
0 | 0 | 0 | 0 | 16.88 | 33.76 | 0.24974 | 0 | 7.48 | 0.10709 | 0 | 33.76
0 | 0 | 0 | 0 | 16.76 | 33.52 | 0.24974 | 0 | 7.48 | 0.10709 | 0 | 33.52
0 | 0 | 0 | 0 | 16.52 | 33.04 | 0.24974 | 0 | 7.48 | 0.10709 | 0 | 33.04
0 | 0 | 0 | 0 | 15.96 | 31.92 | 0.24974 | 0 | 7.48 | 0.10709 | 0 | 31.92
0 | 0 | 0 | 0 | 13.16 | 26.32 | 0.24974 | 0 | 7.48 | 0.10709 | 0 | 26.32
0 | 0 | 0 | 0 | 13.6 | 27.2 | 0.24974 | 0 | 7.48 | 0.10709 | 0 | 27.2
0 | 0 | 0 | 0 | 14.6 | 29.2 | 0.24974 | 0 | 7.48 | 0.10709 | 0 | 29.2
0 | 0 | 0 | 0 | 14.72 | 29.44 | 0.24974 | 0 | 7.48 | 0.10709 | 0 | 29.44
0 | 0 | 0 | 0 | 20.84 | 41.68 | 0.24974 | 0 | 7.48 | 0.10709 | 0 | 41.68
12.0997 | 0 | 0 | 12.0997 | 21.56 | 43.12 | 0.24974 | 0 | 7.48 | 0.10709 | 0 | 31.0203
31.0954 | 0 | 0 | 31.0954 | 22.24 | 44.48 | 0.24974 | 0 | 7.48 | 0.10709 | 0 | 13.3846
47.4306 | 2.2306 | 0 | 45.2 | 22.6 | 45.2 | 0.99999 | 0 | 7.48 | 0.10709 | 0 | 0
43.3126 | 0 | 0 | 43.3126 | 22.52 | 45.04 | 0.99999 | 0 | 7.48 | 0.12502 | 0 | 1.7274
41.0628 | 0 | 0 | 41.0628 | 22 | 44 | 0.99999 | 0 | 7.48 | 0.12502 | 0 | 2.9372
11.7378 | 0 | 0 | 11.7378 | 20.36 | 40.72 | 0.99999 | 0 | 7.48 | 0.12502 | 0 | 28.9822
21.6465 | 0 | 0 | 21.6465 | 20.92 | 41.84 | 0.99999 | 0 | 12.23 | 0.12502 | 0 | 20.1935
33.1789 | 0 | 0 | 33.1789 | 20.04 | 40.08 | 0.99999 | 0 | 12.23 | 0.12502 | 0 | 6.9011
35.5656 | 0 | 0 | 35.5656 | 20.32 | 40.64 | 0.99999 | 0 | 12.23 | 0.12502 | 0 | 5.0744
16.2471 | 0 | 0 | 16.2471 | 22.4 | 44.8 | 0.99999 | 0 | 12.23 | 0.12502 | 0 | 28.5529
0.67492 | 0 | 0 | 0.67492 | 22.72 | 45.44 | 0.99999 | 0 | 7.48 | 0.12502 | 0 | 44.7651
0 | 0 | 0 | 0 | 23.56 | 47.12 | 0.99999 | 0 | 7.48 | 0.12502 | 0 | 47.12
0 | 0 | 0 | 0 | 22.48 | 44.96 | 0.2 | 2.1372 | 7.48 | 0.12502 | 0 | 42.8228
0 | 0 | 0 | 0 | 24 | 48 | 0.95833 | 0 | 7.48 | 0.10709 | 2.2546 | 48
0 | 0 | 0 | 0 | 23.68 | 47.36 | 0.99999 | 0 | 7.48 | 0.10709 | 0.12386 | 47.36
0 | 0 | 0 | 0 | 16.96 | 33.92 | 0.99999 | 0 | 7.48 | 0.10709 | 0 | 33.92
0 | 0 | 0 | 0 | 15.08 | 30.16 | 0.99999 | 0 | 7.48 | 0.10709 | 0 | 30.16
0 | 0 | 0 | 0 | 14.52 | 29.04 | 0.99999 | 0 | 7.48 | 0.10709 | 0 | 29.04
0 | 0 | 0 | 0 | 16.56 | 33.12 | 0.99999 | 0 | 7.48 | 0.10709 | 0 | 33.12
0 | 0 | 0 | 0 | 14.76 | 29.52 | 0.99999 | 0 | 7.48 | 0.10709 | 0 | 29.52
0 | 0 | 0 | 0 | 14.4 | 28.8 | 0.99999 | 0 | 7.48 | 0.10709 | 0 | 28.8
0 | 0 | 0 | 0 | 15.36 | 30.72 | 0.99999 | 0 | 7.48 | 0.10709 | 0 | 30.72
0 | 0 | 0 | 0 | 17.8 | 35.6 | 0.99999 | 0 | 7.48 | 0.10709 | 0 | 35.6
0 | 0 | 0 | 0 | 24.88 | 49.76 | 0.99999 | 0 | 7.48 | 0.10709 | 0 | 49.76
4.3332 | 0 | 0 | 4.3332 | 24.44 | 48.88 | 0.99999 | 0 | 7.48 | 0.10709 | 0 | 44.5468
31.7117 | 0 | 0 | 31.7117 | 25.96 | 51.92 | 0.99999 | 0 | 7.48 | 0.10709 | 0 | 20.2083
27.7795 | 0 | 0 | 27.7795 | 26.72 | 53.44 | 0.99999 | 0 | 7.48 | 0.10709 | 0 | 25.6605
35.9373 | 0 | 0 | 35.9373 | 29.36 | 58.72 | 0.99999 | 0 | 7.48 | 0.12502 | 0 | 22.7827
7.9426 | 0 | 0 | 7.9426 | 31.6 | 63.2 | 0.99999 | 0 | 7.48 | 0.12502 | 0 | 55.2574
41.6301 | 0 | 0 | 41.6301 | 26.6 | 53.2 | 0.99999 | 0 | 7.48 | 0.12502 | 0 | 11.5699
23.3094 | 0 | 0 | 23.3094 | 25.12 | 50.24 | 0.99999 | 0 | 12.23 | 0.12502 | 0 | 26.9306
30.7531 | 0 | 0 | 30.7531 | 24.2 | 48.4 | 0.99999 | 0 | 12.23 | 0.12502 | 0 | 17.6469
27.6132 | 0 | 0 | 27.6132 | 22.96 | 45.92 | 0.99999 | 0 | 12.23 | 0.12502 | 0 | 18.3068
12.8236 | 0 | 0 | 12.8236 | 25.12 | 50.24 | 0.99999 | 0 | 12.23 | 0.12502 | 0 | 37.4164
0.49886 | 0 | 0 | 0.49886 | 26.4 | 52.8 | 0.99999 | 0 | 7.48 | 0.12502 | 0 | 52.3011
0 | 0 | 0 | 0 | 26.16 | 52.32 | 0.99999 | 0 | 7.48 | 0.12502 | 0 | 52.32
0 | 0 | 0 | 0 | 25.76 | 51.52 | 0.2 | 2.1372 | 7.48 | 0.12502 | 0 | 49.3828
0 | 0 | 0 | 0 | 25.52 | 51.04 | 0.2 | 0 | 7.48 | 0.10709 | 0 | 51.04
0 | 0 | 0 | 0 | 20.64 | 41.28 | 0.2 | 0 | 7.48 | 0.10709 | 0 | 41.28
0 | 0 | 0 | 0 | 17.28 | 34.56 | 0.2 | 0 | 7.48 | 0.10709 | 0 | 34.56
0 | 0 | 0 | 0 | 16.2 | 32.4 | 0.2 | 0 | 7.48 | 0.10709 | 0 | 32.4
0 | 0 | 0 | 0 | 15.64 | 31.28 | 0.2 | 0 | 7.48 | 0.10709 | 0 | 31.28
0 | 0 | 0 | 0 | 16.4 | 32.8 | 0.2 | 0 | 7.48 | 0.10709 | 0 | 32.8
0 | 0 | 0 | 0 | 14.84 | 29.68 | 0.2 | 0 | 7.48 | 0.10709 | 0 | 29.68
0 | 0 | 0 | 0 | 15.24 | 30.48 | 0.2 | 0 | 7.48 | 0.10709 | 0 | 30.48
0 | 0 | 0 | 0 | 15.6 | 31.2 | 0.2 | 0 | 7.48 | 0.10709 | 0 | 31.2
0 | 0 | 0 | 0 | 17.4 | 34.8 | 0.2 | 0 | 7.48 | 0.10709 | 0 | 34.8
0 | 0 | 0 | 0 | 24.24 | 48.48 | 0.2 | 0 | 7.48 | 0.10709 | 0 | 48.48
13.2637 | 0 | 0 | 13.2637 | 23.28 | 46.56 | 0.2 | 0 | 7.48 | 0.10709 | 0 | 33.2963
33.4235 | 0 | 0 | 33.4235 | 25.76 | 51.52 | 0.2 | 0 | 7.48 | 0.10709 | 0 | 18.0965
50.1792 | 0 | 0 | 50.1792 | 27.44 | 54.88 | 0.2 | 0 | 7.48 | 0.10709 | 0 | 4.7008
61.4182 | 2.2546 | 1.3235 | 57.84 | 28.92 | 57.84 | 0.95833 | 0 | 7.48 | 0.12502 | 0 | 0
67.5218 | 0.12386 | 1.878 | 65.52 | 32.76 | 65.52 | 0.99999 | 0 | 7.48 | 0.12502 | 0 | 0
68.0305 | 0 | 2.5105 | 65.52 | 32.76 | 65.52 | 0.99999 | 0 | 7.48 | 0.12502 | 0 | 0
63.8048 | 2.2546 | 0 | 61.5502 | 25.64 | 51.28 | 0.99999 | 2.0259 | 12.23 | 0.12502 | 0 | 0
54.082 | 0 | 6.162 | 47.92 | 23.96 | 47.92 | 0.99999 | 0 | 12.23 | 0.12502 | 0 | 0
38.3338 | 0 | 0 | 38.3338 | 23.52 | 47.04 | 0.99999 | 0 | 12.23 | 0.12502 | 0 | 8.7062
18.8392 | 0 | 0 | 18.8392 | 26.8 | 53.6 | 0.99999 | 0 | 12.23 | 0.12502 | 0 | 34.7608
1.7705 | 0 | 0 | 1.7705 | 26.52 | 53.04 | 0.99999 | 0 | 7.48 | 0.12502 | 0 | 51.2695
0 | 0 | 0 | 0 | 26.28 | 52.56 | 0.99999 | 0 | 7.48 | 0.12502 | 0 | 52.56
0 | 0 | 0 | 0 | 26.44 | 52.88 | 0.2 | 2.1372 | 7.48 | 0.12502 | 0 | 50.7428
0 | 0 | 0 | 0 | 25.36 | 50.72 | 0.95833 | 0 | 7.48 | 0.10709 | 2.2546 | 50.72
0 | 0 | 0 | 0 | 22.56 | 45.12 | 0.99999 | 0 | 7.48 | 0.10709 | 0.12386 | 45.12
0 | 0 | 0 | 0 | 18.68 | 37.36 | 0.99999 | 0 | 7.48 | 0.10709 | 0 | 37.36
0 | 0 | 0 | 0 | 15.64 | 31.28 | 0.99999 | 0 | 7.48 | 0.10709 | 0 | 31.28
0 | 0 | 0 | 0 | 14.8 | 29.6 | 0.99999 | 0 | 7.48 | 0.10709 | 0 | 29.6
0 | 0 | 0 | 0 | 16.68 | 33.36 | 0.99999 | 0 | 7.48 | 0.10709 | 0 | 33.36
0 | 0 | 0 | 0 | 20.52 | 41.04 | 0.99999 | 0 | 7.48 | 0.10709 | 0 | 41.04
0 | 0 | 0 | 0 | 18.92 | 37.84 | 0.99999 | 0 | 7.48 | 0.10709 | 0 | 37.84
0 | 0 | 0 | 0 | 15.16 | 30.32 | 0.99999 | 0 | 7.48 | 0.10709 | 0 | 30.32
0 | 0 | 0 | 0 | 17.16 | 34.32 | 0.99999 | 0 | 7.48 | 0.10709 | 0 | 34.32
0 | 0 | 0 | 0 | 23.04 | 46.08 | 0.99999 | 0 | 7.48 | 0.10709 | 0 | 46.08
14.4571 | 0 | 0 | 14.4571 | 23.88 | 47.76 | 0.99999 | 0 | 7.48 | 0.10709 | 0 | 33.3029
28.073 | 0 | 0 | 28.073 | 27.84 | 55.68 | 0.99999 | 0 | 7.48 | 0.10709 | 0 | 27.607
46.3937 | 0 | 0 | 46.3937 | 28.2 | 56.4 | 0.99999 | 0 | 7.48 | 0.10709 | 0 | 10.0063
54.7472 | 0 | 0 | 54.7472 | 30.24 | 60.48 | 0.99999 | 0 | 7.48 | 0.12502 | 0 | 5.7328
52.38 | 0 | 0 | 52.38 | 32 | 64 | 0.99999 | 0 | 7.48 | 0.12502 | 0 | 11.62
53.7592 | 0 | 0 | 53.7592 | 27.84 | 55.68 | 0.99999 | 0 | 7.48 | 0.12502 | 0 | 1.9208
38.1968 | 0 | 0 | 38.1968 | 25.56 | 51.12 | 0.99999 | 0 | 12.23 | 0.12502 | 0 | 12.9232
29.9706 | 0 | 0 | 29.9706 | 23.72 | 47.44 | 0.99999 | 0 | 12.23 | 0.12502 | 0 | 17.4694
29.0315 | 0 | 0 | 29.0315 | 24.88 | 49.76 | 0.99999 | 0 | 12.23 | 0.12502 | 0 | 20.7285
1.8487 | 0 | 0 | 1.8487 | 25.24 | 50.48 | 0.99999 | 0 | 12.23 | 0.12502 | 0 | 48.6313
0 | 0 | 0 | 0 | 25.735 | 51.47 | 0.99999 | 0 | 7.48 | 0.12502 | 0 | 51.47
0 | 0 | 0 | 0 | 26.37 | 52.74 | 0.99999 | 0 | 7.48 | 0.12502 | 0 | 52.74
0 | 0 | 0 | 0 | 26.315 | 52.63 | 0.2 | 2.1372 | 7.48 | 0.12502 | 0 | 50.4928
0 | 0 | 0 | 0 | 27.52 | 55.04 | 0.2 | 0 | 7.48 | 0.10709 | 0 | 55.04
0 | 0 | 0 | 0 | 24.6 | 49.2 | 0.2 | 0 | 7.48 | 0.10709 | 0 | 49.2
0 | 0 | 0 | 0 | 18.16 | 36.32 | 0.2 | 0 | 7.48 | 0.10709 | 0 | 36.32
0 | 0 | 0 | 0 | 17.76 | 35.52 | 0.2 | 0 | 7.48 | 0.10709 | 0 | 35.52
0 | 0 | 0 | 0 | 16.08 | 32.16 | 0.2 | 0 | 7.48 | 0.10709 | 0 | 32.16
0 | 0 | 0 | 0 | 15.76 | 31.52 | 0.2 | 0 | 7.48 | 0.10709 | 0 | 31.52
0 | 0 | 0 | 0 | 15.12 | 30.24 | 0.2 | 0 | 7.48 | 0.10709 | 0 | 30.24
0 | 0 | 0 | 0 | 14.72 | 29.44 | 0.2 | 0 | 7.48 | 0.10709 | 0 | 29.44
0 | 0 | 0 | 0 | 15.16 | 30.32 | 0.2 | 0 | 7.48 | 0.10709 | 0 | 30.32
0 | 0 | 0 | 0 | 17.8 | 35.6 | 0.2 | 0 | 7.48 | 0.10709 | 0 | 35.6
0 | 0 | 0 | 0 | 23.72 | 47.44 | 0.2 | 0 | 7.48 | 0.10709 | 0 | 47.44
9.1946 | 0 | 0 | 9.1946 | 25.08 | 50.16 | 0.2 | 0 | 7.48 | 0.10709 | 0 | 40.9654
18.9957 | 0 | 0 | 18.9957 | 26.92 | 53.84 | 0.2 | 0 | 7.48 | 0.10709 | 0 | 34.8443
10.4075 | 0 | 0 | 10.4075 | 25.68 | 51.36 | 0.2 | 0 | 7.48 | 0.10709 | 0 | 40.9525
19.6022 | 0 | 0 | 19.6022 | 30.76 | 61.52 | 0.2 | 0 | 7.48 | 0.10709 | 0 | 41.9178
39.1554 | 0 | 0 | 39.1554 | 32.32 | 64.64 | 0.2 | 0 | 7.48 | 0.10709 | 0 | 25.4846
31.1639 | 0 | 0 | 31.1639 | 29.2 | 58.4 | 0.2 | 0 | 7.48 | 0.10709 | 0 | 27.2361
15.8656 | 0 | 0 | 15.8656 | 26.52 | 53.04 | 0.2 | 0 | 7.48 | 0.10709 | 0 | 37.1744
10.9357 | 0 | 0 | 10.9357 | 24.36 | 48.72 | 0.2 | 0 | 7.48 | 0.10709 | 0 | 37.7843
14.5158 | 0 | 0 | 14.5158 | 24.48 | 48.96 | 0.2 | 0 | 7.48 | 0.10709 | 0 | 34.4442
4.3919 | 0 | 0 | 4.3919 | 26.6 | 53.2 | 0.2 | 0 | 7.48 | 0.10709 | 0 | 48.8081
0.068471 | 0 | 0 | 0.068471 | 24.52 | 49.04 | 0.2 | 0 | 7.48 | 0.10709 | 0 | 48.9715
0 | 0 | 0 | 0 | 26.12 | 52.24 | 0.2 | 0 | 7.48 | 0.10709 | 0 | 52.24
0 | 0 | 0 | 0 | 25.6 | 51.2 | 0.2 | 0 | 7.48 | 0.10709 | 0 | 51.2
0 | 0 | 0 | 0 | 24.76 | 49.52 | 0.2 | 0 | 7.48 | 0.10709 | 0 | 49.52
0 | 0 | 0 | 0 | 23.64 | 47.28 | 0.2 | 0 | 7.48 | 0.10709 | 0 | 47.28
0 | 0 | 0 | 0 | 22.92 | 45.84 | 0.2 | 0 | 7.48 | 0.10709 | 0 | 45.84
0 | 0 | 0 | 0 | 20.56 | 41.12 | 0.2 | 0 | 7.48 | 0.10709 | 0 | 41.12
0 | 0 | 0 | 0 | 19.6 | 39.2 | 0.2 | 0 | 7.48 | 0.10709 | 0 | 39.2
0 | 0 | 0 | 0 | 18.72 | 37.44 | 0.2 | 0 | 7.48 | 0.10709 | 0 | 37.44
0 | 0 | 0 | 0 | 18.8 | 37.6 | 0.2 | 0 | 7.48 | 0.10709 | 0 | 37.6
0 | 0 | 0 | 0 | 19.96 | 39.92 | 0.2 | 0 | 7.48 | 0.10709 | 0 | 39.92
0 | 0 | 0 | 0 | 21.68 | 43.36 | 0.2 | 0 | 7.48 | 0.10709 | 0 | 43.36
0 | 0 | 0 | 0 | 16.68 | 33.36 | 0.2 | 0 | 7.48 | 0.10709 | 0 | 33.36
0 | 0 | 0 | 0 | 14.8578 | 29.7156 | 0.2 | 0 | 7.48 | 0.10709 | 0 | 29.7156
14.4669 | 0 | 0 | 14.4669 | 18.1689 | 36.3378 | 0.2 | 0 | 7.48 | 0.10709 | 0 | 21.871
34.0495 | 0 | 0 | 34.0495 | 22.2934 | 44.5868 | 0.2 | 0 | 7.48 | 0.10709 | 0 | 10.5373
49.7684 | 2.2484 | 0 | 47.52 | 23.76 | 47.52 | 0.95623 | 0 | 7.48 | 0.10709 | 0 | 0
58.112 | 0.13012 | 10.5419 | 47.44 | 23.72 | 47.44 | 0.99999 | 0 | 7.48 | 0.10709 | 0 | 0
62.856 | 0 | 15.256 | 47.6 | 23.8 | 47.6 | 0.99999 | 0 | 7.48 | 0.10709 | 0 | 0
60.8117 | 2.2546 | 0 | 58.5571 | 22.92 | 45.84 | 0.99999 | 2.0259 | 7.48 | 0.10709 | 0 | 0
56.5665 | 0 | 12.9665 | 43.6 | 21.8 | 43.6 | 0.99999 | 0 | 7.48 | 0.10709 | 0 | 0
49.7292 | 2.2546 | 0 | 47.4746 | 24.104 | 48.208 | 0.99999 | 2.0259 | 7.48 | 0.10709 | 0 | 0
35.771 | 0 | 0 | 35.771 | 24.616 | 49.232 | 0.99999 | 0 | 7.48 | 0.10709 | 0 | 13.461
12.2367 | 0 | 0 | 12.2367 | 25.92 | 51.84 | 0.99999 | 0 | 7.48 | 0.10709 | 0 | 39.6033
0.90968 | 0 | 0 | 0.90968 | 26.36 | 52.72 | 0.99999 | 0 | 7.48 | 0.10709 | 0 | 51.8103
0 | 0 | 0 | 0 | 24.12 | 48.24 | 0.99999 | 0 | 7.48 | 0.10709 | 0 | 48.24
0 | 0 | 0 | 0 | 23.12 | 46.24 | 0.99999 | 0 | 7.48 | 0.10709 | 0 | 46.24
0 | 0 | 0 | 0 | 22.16 | 44.32 | 0.99999 | 0 | 7.48 | 0.10709 | 0 | 44.32
0 | 0 | 0 | 0 | 22.12 | 44.24 | 0.99999 | 0 | 7.48 | 0.10709 | 0 | 44.24
0 | 0 | 0 | 0 | 17.88 | 35.76 | 0.99999 | 0 | 7.48 | 0.10709 | 0 | 35.76
0 | 0 | 0 | 0 | 18.68 | 37.36 | 0.99999 | 0 | 7.48 | 0.10709 | 0 | 37.36
0 | 0 | 0 | 0 | 16.36 | 32.72 | 0.99999 | 0 | 7.48 | 0.10709 | 0 | 32.72
0 | 0 | 0 | 0 | 14.4 | 28.8 | 0.99999 | 0 | 7.48 | 0.10709 | 0 | 28.8
0 | 0 | 0 | 0 | 14.2 | 28.4 | 0.99999 | 0 | 7.48 | 0.10709 | 0 | 28.4
0 | 0 | 0 | 0 | 14.96 | 29.92 | 0.99999 | 0 | 7.48 | 0.10709 | 0 | 29.92
0 | 0 | 0 | 0 | 16.52 | 33.04 | 0.99999 | 0 | 7.48 | 0.10709 | 0 | 33.04
0 | 0 | 0 | 0 | 16.76 | 33.52 | 0.99999 | 0 | 7.48 | 0.10709 | 0 | 33.52
0 | 0 | 0 | 0 | 16.52 | 33.04 | 0.99999 | 0 | 7.48 | 0.10709 | 0 | 33.04
6.7982 | 0 | 0 | 6.7982 | 15.48 | 30.96 | 0.99999 | 0 | 7.48 | 0.10709 | 0 | 24.1618
9.1262 | 0 | 0 | 9.1262 | 22.24 | 44.48 | 0.99999 | 0 | 7.48 | 0.10709 | 0 | 35.3538
38.7935 | 0 | 0 | 38.7935 | 24.4 | 48.8 | 0.55805 | 1.1807 | 7.48 | 0.10709 | 0 | 8.8258
49.5434 | 1.2234 | 0 | 48.32 | 24.16 | 48.32 | 0.96953 | 0 | 7.48 | 0.12502 | 0 | 0
44.5842 | 0 | 0 | 44.5842 | 23.32 | 46.64 | 0.2 | 2.0558 | 7.48 | 0.12502 | 0 | 0
51.4019 | 2.2546 | 3.7073 | 45.44 | 22.72 | 45.44 | 0.95833 | 0 | 7.48 | 0.12502 | 0 | 0
47.0002 | 0.12386 | 3.4363 | 43.44 | 21.72 | 43.44 | 0.99999 | 0 | 12.23 | 0.12502 | 0 | 0
33.5115 | 0 | 0 | 33.5115 | 20.72 | 41.44 | 0.99999 | 0 | 12.23 | 0.12502 | 0 | 7.9285
21.9595 | 0 | 0 | 21.9595 | 21.64 | 43.28 | 0.99999 | 0 | 12.23 | 0.12502 | 0 | 21.3205
9.4 | 0 | 0 | 9.4 | 22.88 | 45.76 | 0.99999 | 0 | 12.23 | 0.12502 | 0 | 36.36
0.76296 | 0 | 0 | 0.76296 | 22.48 | 44.96 | 0.99999 | 0 | 7.48 | 0.12502 | 0 | 44.197
0 | 0 | 0 | 0 | 23.2 | 46.4 | 0.99999 | 0 | 7.48 | 0.12502 | 0 | 46.4
0 | 0 | 0 | 0 | 17.44 | 34.88 | 0.2 | 2.1372 | 7.48 | 0.12502 | 0 | 32.7428
0 | 0 | 0 | 0 | 15.6 | 31.2 | 0.95833 | 0 | 7.48 | 0.10709 | 2.2546 | 31.2
0 | 0 | 0 | 0 | 16.68 | 33.36 | 0.99999 | 0 | 7.48 | 0.10709 | 0.12386 | 33.36
0 | 0 | 0 | 0 | 16.44 | 32.88 | 0.99999 | 0 | 7.48 | 0.10709 | 0 | 32.88
0 | 0 | 0 | 0 | 16.08 | 32.16 | 0.99999 | 0 | 7.48 | 0.10709 | 0 | 32.16
0 | 0 | 0 | 0 | 16.6 | 33.2 | 0.99999 | 0 | 7.48 | 0.10709 | 0 | 33.2
0 | 0 | 0 | 0 | 18.2 | 36.4 | 0.99999 | 0 | 7.48 | 0.10709 | 0 | 36.4
0 | 0 | 0 | 0 | 13.96 | 27.92 | 0.99999 | 0 | 7.48 | 0.10709 | 0 | 27.92
0 | 0 | 0 | 0 | 13.76 | 27.52 | 0.99999 | 0 | 7.48 | 0.10709 | 0 | 27.52
0 | 0 | 0 | 0 | 14.84 | 29.68 | 0.99999 | 0 | 7.48 | 0.10709 | 0 | 29.68
0 | 0 | 0 | 0 | 15.68 | 31.36 | 0.99999 | 0 | 7.48 | 0.10709 | 0 | 31.36
0 | 0 | 0 | 0 | 22.4 | 44.8 | 0.99999 | 0 | 7.48 | 0.10709 | 0 | 44.8
7.0329 | 0 | 0 | 7.0329 | 25.6 | 51.2 | 0.99999 | 0 | 7.48 | 0.10709 | 0 | 44.1671
13.1659 | 0 | 0 | 13.1659 | 27.76 | 55.52 | 0.99999 | 0 | 7.48 | 0.10709 | 0 | 42.3541
7.9622 | 0 | 0 | 7.9622 | 28.12 | 56.24 | 0.99999 | 0 | 7.48 | 0.10709 | 0 | 48.2778
48.3011 | 0 | 0 | 48.3011 | 28.96 | 57.92 | 0.99999 | 0 | 7.48 | 0.12502 | 0 | 9.6189
32.191 | 0 | 0 | 32.191 | 30.48 | 60.96 | 0.99999 | 0 | 7.48 | 0.12502 | 0 | 28.769
52.693 | 0 | 0 | 52.693 | 27 | 54 | 0.99999 | 0 | 7.48 | 0.12502 | 0 | 1.307
20.4434 | 0 | 0 | 20.4434 | 24.56 | 49.12 | 0.99999 | 0 | 12.23 | 0.12502 | 0 | 28.6766
6.9644 | 0 | 0 | 6.9644 | 24.44 | 48.88 | 0.99999 | 0 | 12.23 | 0.12502 | 0 | 41.9156
0.93903 | 0 | 0 | 0.93903 | 24.48 | 48.96 | 0.99999 | 0 | 12.23 | 0.12502 | 0 | 48.021
16.3254 | 0 | 0 | 16.3254 | 25.32 | 50.64 | 0.99999 | 0 | 12.23 | 0.12502 | 0 | 34.3146
1.3009 | 0 | 0 | 1.3009 | 25.36 | 50.72 | 0.99999 | 0 | 7.48 | 0.12502 | 0 | 49.4191
0 | 0 | 0 | 0 | 26.92 | 53.84 | 0.99999 | 0 | 7.48 | 0.12502 | 0 | 53.84
0 | 0 | 0 | 0 | 26.36 | 52.72 | 0.2 | 2.1372 | 7.48 | 0.12502 | 0 | 50.5828
0 | 0 | 0 | 0 | 26.44 | 52.88 | 0.2 | 0 | 7.48 | 0.10709 | 0 | 52.88
0 | 0 | 0 | 0 | 24.64 | 49.28 | 0.2 | 0 | 7.48 | 0.10709 | 0 | 49.28
0 | 0 | 0 | 0 | 15.8 | 31.6 | 0.2 | 0 | 7.48 | 0.10709 | 0 | 31.6
0 | 0 | 0 | 0 | 14.88 | 29.76 | 0.2 | 0 | 7.48 | 0.10709 | 0 | 29.76
0 | 0 | 0 | 0 | 14.12 | 28.24 | 0.2 | 0 | 7.48 | 0.10709 | 0 | 28.24
0 | 0 | 0 | 0 | 14.84 | 29.68 | 0.2 | 0 | 7.48 | 0.10709 | 0 | 29.68
0 | 0 | 0 | 0 | 13.48 | 26.96 | 0.2 | 0 | 7.48 | 0.10709 | 0 | 26.96
0 | 0 | 0 | 0 | 14.12 | 28.24 | 0.2 | 0 | 7.48 | 0.10709 | 0 | 28.24
0 | 0 | 0 | 0 | 15.08 | 30.16 | 0.2 | 0 | 7.48 | 0.10709 | 0 | 30.16
0 | 0 | 0 | 0 | 17.48 | 34.96 | 0.2 | 0 | 7.48 | 0.10709 | 0 | 34.96
0 | 0 | 0 | 0 | 23.36 | 46.72 | 0.2 | 0 | 7.48 | 0.10709 | 0 | 46.72
15.7091 | 0 | 0 | 15.7091 | 23.48 | 46.96 | 0.2 | 0 | 7.48 | 0.10709 | 0 | 31.2509
35.4874 | 0 | 0 | 35.4874 | 26.04 | 52.08 | 0.2 | 0 | 7.48 | 0.10709 | 0 | 16.5926
49.8955 | 0 | 0 | 49.8955 | 31.4 | 62.8 | 0.2 | 0 | 7.48 | 0.10709 | 0 | 12.9045
57.7599 | 2.2546 | 0.38525 | 55.12 | 27.56 | 55.12 | 0.95833 | 0 | 7.48 | 0.12502 | 0 | 0
61.9855 | 0.12386 | 7.3016 | 54.56 | 27.28 | 54.56 | 0.99999 | 0 | 7.48 | 0.12502 | 0 | 0
64.3819 | 2.2546 | 0 | 62.1273 | 26.2 | 52.4 | 0.99999 | 2.0259 | 7.48 | 0.12502 | 0 | 0
59.726 | 0 | 12.126 | 47.6 | 23.8 | 47.6 | 0.99999 | 0 | 12.23 | 0.12502 | 0 | 0
42.8822 | 0 | 0 | 42.8822 | 22.88 | 45.76 | 0.99999 | 0 | 12.23 | 0.12502 | 0 | 2.8778
30.6357 | 0 | 0 | 30.6357 | 22.92 | 45.84 | 0.99999 | 0 | 12.23 | 0.12502 | 0 | 15.2043
20.3651 | 0 | 0 | 20.3651 | 25.04 | 50.08 | 0.99999 | 0 | 12.23 | 0.12502 | 0 | 29.7149
2.866 | 0 | 0 | 2.866 | 25.72 | 51.44 | 0.99999 | 0 | 7.48 | 0.12502 | 0 | 48.574
0 | 0 | 0 | 0 | 25.72 | 51.44 | 0.99999 | 0 | 7.48 | 0.12502 | 0 | 51.44
0 | 0 | 0 | 0 | 26.48 | 52.96 | 0.2 | 2.1372 | 7.48 | 0.12502 | 0 | 50.8228
0 | 0 | 0 | 0 | 24.48 | 48.96 | 0.2 | 0 | 7.48 | 0.10709 | 0 | 48.96
0 | 0 | 0 | 0 | 19.28 | 38.56 | 0.2 | 0 | 7.48 | 0.10709 | 0 | 38.56
0 | 0 | 0 | 0 | 14.88 | 29.76 | 0.2 | 0 | 7.48 | 0.10709 | 0 | 29.76
0 | 0 | 0 | 0 | 14.56 | 29.12 | 0.2 | 0 | 7.48 | 0.10709 | 0 | 29.12
0 | 0 | 0 | 0 | 13.96 | 27.92 | 0.2 | 0 | 7.48 | 0.10709 | 0 | 27.92
0 | 0 | 0 | 0 | 16.6 | 33.2 | 0.2 | 0 | 7.48 | 0.10709 | 0 | 33.2
0 | 0 | 0 | 0 | 18.28 | 36.56 | 0.2 | 0 | 7.48 | 0.10709 | 0 | 36.56
0 | 0 | 0 | 0 | 16.24 | 32.48 | 0.2 | 0 | 7.48 | 0.10709 | 0 | 32.48
0 | 0 | 0 | 0 | 14.8 | 29.6 | 0.2 | 0 | 7.48 | 0.10709 | 0 | 29.6
0 | 0 | 0 | 0 | 16.36 | 32.72 | 0.2 | 0 | 7.48 | 0.10709 | 0 | 32.72
0 | 0 | 0 | 0 | 22.84 | 45.68 | 0.2 | 0 | 7.48 | 0.10709 | 0 | 45.68
17.235 | 0 | 0 | 17.235 | 23.4 | 46.8 | 0.2 | 0 | 7.48 | 0.10709 | 0 | 29.565
37.8056 | 0 | 0 | 37.8056 | 24.16 | 48.32 | 0.2 | 0 | 7.48 | 0.10709 | 0 | 10.5144
52.4681 | 0 | 0 | 52.4681 | 26.48 | 52.96 | 0.2 | 0 | 7.48 | 0.10709 | 0 | 0.49193
60.1074 | 2.2546 | 0.012811 | 57.84 | 28.92 | 57.84 | 0.95833 | 0 | 7.48 | 0.12502 | 0 | 0
64.5091 | 0.12386 | 4.7853 | 59.6 | 29.8 | 59.6 | 0.99999 | 0 | 7.48 | 0.12502 | 0 | 0
66.7295 | 2.2546 | 0 | 64.4749 | 26.52 | 53.04 | 0.99999 | 2.0259 | 7.48 | 0.12502 | 0 | 0
62.2692 | 0 | 12.1892 | 50.08 | 25.04 | 50.08 | 0.99999 | 0 | 12.23 | 0.12502 | 0 | 0
54.1896 | 0 | 4.7496 | 49.44 | 24.72 | 49.44 | 0.99999 | 0 | 12.23 | 0.12502 | 0 | 0
39.7521 | 0 | 0 | 39.7521 | 23.2 | 46.4 | 0.99999 | 0 | 12.23 | 0.12502 | 0 | 6.6479
20.1206 | 0 | 0 | 20.1206 | 25 | 50 | 0.99999 | 0 | 12.23 | 0.12502 | 0 | 29.8794
2.9638 | 0 | 0 | 2.9638 | 24.92 | 49.84 | 0.99999 | 0 | 7.48 | 0.12502 | 0 | 46.8762
0 | 0 | 0 | 0 | 25.56 | 51.12 | 0.99999 | 0 | 7.48 | 0.12502 | 0 | 51.12
0 | 0 | 0 | 0 | 25.72 | 51.44 | 0.2 | 2.1372 | 7.48 | 0.12502 | 0 | 49.3028
0 | 0 | 0 | 0 | 24.56 | 49.12 | 0.2 | 0 | 7.48 | 0.10709 | 0 | 49.12
0 | 0 | 0 | 0 | 21.64 | 43.28 | 0.2 | 0 | 7.48 | 0.10709 | 0 | 43.28
0 | 0 | 0 | 0 | 16 | 32 | 0.2 | 0 | 7.48 | 0.10709 | 0 | 32
0 | 0 | 0 | 0 | 13.88 | 27.76 | 0.2 | 0 | 7.48 | 0.10709 | 0 | 27.76
0 | 0 | 0 | 0 | 13.56 | 27.12 | 0.2 | 0 | 7.48 | 0.10709 | 0 | 27.12
0 | 0 | 0 | 0 | 16.84 | 33.68 | 0.2 | 0 | 7.48 | 0.10709 | 0 | 33.68
0 | 0 | 0 | 0 | 18.16 | 36.32 | 0.2 | 0 | 7.48 | 0.10709 | 0 | 36.32
0 | 0 | 0 | 0 | 14.36 | 28.72 | 0.2 | 0 | 7.48 | 0.10709 | 0 | 28.72
0 | 0 | 0 | 0 | 13.2 | 26.4 | 0.2 | 0 | 7.48 | 0.10709 | 0 | 26.4
0 | 0 | 0 | 0 | 15 | 30 | 0.2 | 0 | 7.48 | 0.10709 | 0 | 30
0.95859 | 0 | 0 | 0.95859 | 21.72 | 43.44 | 0.2 | 0 | 7.48 | 0.10709 | 0 | 42.4814
17.3426 | 0 | 0 | 17.3426 | 22.88 | 45.76 | 0.2 | 0 | 7.48 | 0.10709 | 0 | 28.4174
38.412 | 0 | 0 | 38.412 | 25.56 | 51.12 | 0.2 | 0 | 7.48 | 0.10709 | 0 | 12.708
54.3559 | 0 | 0 | 54.3559 | 27.88 | 55.76 | 0.2 | 0 | 7.48 | 0.10709 | 0 | 1.4041
65.2819 | 0.32186 | 0 | 64.96 | 32.48 | 64.96 | 0.30825 | 0 | 7.48 | 0.12502 | 0 | 0
70.0063 | 2.0566 | 0.90971 | 67.04 | 33.52 | 67.04 | 0.99999 | 0 | 7.48 | 0.12502 | 0 | 0
68.7934 | 2.2546 | 0 | 66.5388 | 29 | 58 | 0.99999 | 2.0259 | 7.48 | 0.12502 | 0 | 0
62.0637 | 0 | 6.9437 | 55.12 | 27.56 | 55.12 | 0.99999 | 0 | 12.23 | 0.12502 | 0 | 0
43.831 | 0 | 0 | 43.831 | 26.88 | 53.76 | 0.99999 | 0 | 12.23 | 0.12502 | 0 | 9.929
30.3423 | 0 | 0 | 30.3423 | 25.64 | 51.28 | 0.99999 | 0 | 12.23 | 0.12502 | 0 | 20.9377
20.1891 | 0 | 0 | 20.1891 | 26.44 | 52.88 | 0.99999 | 0 | 12.23 | 0.12502 | 0 | 32.6909
3.0225 | 0 | 0 | 3.0225 | 26.04 | 52.08 | 0.99999 | 0 | 7.48 | 0.12502 | 0 | 49.0575
0 | 0 | 0 | 0 | 26.24 | 52.48 | 0.99999 | 0 | 7.48 | 0.12502 | 0 | 52.48
0 | 0 | 0 | 0 | 25.96 | 51.92 | 0.2 | 2.1372 | 7.48 | 0.12502 | 0 | 49.7828
0 | 0 | 0 | 0 | 25.92 | 51.84 | 0.2 | 0 | 7.48 | 0.10709 | 0 | 51.84
0 | 0 | 0 | 0 | 23.36 | 46.72 | 0.2 | 0 | 7.48 | 0.10709 | 0 | 46.72
0 | 0 | 0 | 0 | 20.96 | 41.92 | 0.2 | 0 | 7.48 | 0.10709 | 0 | 41.92
0 | 0 | 0 | 0 | 20.56 | 41.12 | 0.2 | 0 | 7.48 | 0.10709 | 0 | 41.12
0 | 0 | 0 | 0 | 19.96 | 39.92 | 0.2 | 0 | 7.48 | 0.10709 | 0 | 39.92
0 | 0 | 0 | 0 | 18.48 | 36.96 | 0.2 | 0 | 7.48 | 0.10709 | 0 | 36.96
0 | 0 | 0 | 0 | 14.8 | 29.6 | 0.2 | 0 | 7.48 | 0.10709 | 0 | 29.6
0 | 0 | 0 | 0 | 14.52 | 29.04 | 0.2 | 0 | 7.48 | 0.10709 | 0 | 29.04
0 | 0 | 0 | 0 | 14.96 | 29.92 | 0.2 | 0 | 7.48 | 0.10709 | 0 | 29.92
0 | 0 | 0 | 0 | 16.4 | 32.8 | 0.2 | 0 | 7.48 | 0.10709 | 0 | 32.8
0.68471 | 0 | 0 | 0.68471 | 23.68 | 47.36 | 0.2 | 0 | 7.48 | 0.10709 | 0 | 46.6753
17.2839 | 0 | 0 | 17.2839 | 24.6 | 49.2 | 0.2 | 0 | 7.48 | 0.10709 | 0 | 31.9161
37.8056 | 0 | 0 | 37.8056 | 27.36 | 54.72 | 0.2 | 0 | 7.48 | 0.10709 | 0 | 16.9144
53.6419 | 0.12185 | 0 | 53.52 | 26.76 | 53.52 | 0.24098 | 0 | 7.48 | 0.10709 | 0 | 0
63.4038 | 2.2546 | 6.1892 | 54.96 | 27.48 | 54.96 | 0.99932 | 0 | 7.48 | 0.10709 | 0 | 0
67.4142 | 0.0020099 | 11.5722 | 55.84 | 27.92 | 55.84 | 0.99999 | 0 | 7.48 | 0.10709 | 0 | 0
67.3555 | 0 | 13.5955 | 53.76 | 26.88 | 53.76 | 0.99999 | 0 | 7.48 | 0.10709 | 0 | 0
51.9399 | 0 | 1.0599 | 50.88 | 25.44 | 50.88 | 0.99999 | 0 | 7.48 | 0.10709 | 0 | 0
46.4035 | 0 | 0 | 46.4035 | 24.36 | 48.72 | 0.99999 | 0 | 7.48 | 0.10709 | 0 | 2.3165
28.8359 | 0 | 0 | 28.8359 | 25.04 | 50.08 | 0.99999 | 0 | 7.48 | 0.10709 | 0 | 21.2441
14.7016 | 0 | 0 | 14.7016 | 26.24 | 52.48 | 0.99999 | 0 | 7.48 | 0.10709 | 0 | 37.7784
2.729 | 0 | 0 | 2.729 | 26.08 | 52.16 | 0.99999 | 0 | 7.48 | 0.10709 | 0 | 49.431
0 | 0 | 0 | 0 | 26.92 | 53.84 | 0.99999 | 0 | 7.48 | 0.10709 | 0 | 53.84
0 | 0 | 0 | 0 | 26.44 | 52.88 | 0.99999 | 0 | 7.48 | 0.10709 | 0 | 52.88
0 | 0 | 0 | 0 | 25.44 | 50.88 | 0.99999 | 0 | 7.48 | 0.10709 | 0 | 50.88
0 | 0 | 0 | 0 | 22.64 | 45.28 | 0.99999 | 0 | 7.48 | 0.10709 | 0 | 45.28
0 | 0 | 0 | 0 | 20.08 | 40.16 | 0.99999 | 0 | 7.48 | 0.10709 | 0 | 40.16
0 | 0 | 0 | 0 | 18 | 36 | 0.99999 | 0 | 7.48 | 0.10709 | 0 | 36
0 | 0 | 0 | 0 | 17.12 | 34.24 | 0.99999 | 0 | 7.48 | 0.10709 | 0 | 34.24
0 | 0 | 0 | 0 | 16.2 | 32.4 | 0.99999 | 0 | 7.48 | 0.10709 | 0 | 32.4
0 | 0 | 0 | 0 | 15.4 | 30.8 | 0.99999 | 0 | 7.48 | 0.10709 | 0 | 30.8
0 | 0 | 0 | 0 | 14.72 | 29.44 | 0.99999 | 0 | 7.48 | 0.10709 | 0 | 29.44
0 | 0 | 0 | 0 | 15.96 | 31.92 | 0.99999 | 0 | 7.48 | 0.10709 | 0 | 31.92
0 | 0 | 0 | 0 | 16.72 | 33.44 | 0.99999 | 0 | 7.48 | 0.10709 | 0 | 33.44
0.42061 | 0 | 0 | 0.42061 | 16.4 | 32.8 | 0.99999 | 0 | 7.48 | 0.10709 | 0 | 32.3794
11.7867 | 0 | 0 | 11.7867 | 19.84 | 39.68 | 0.99999 | 0 | 7.48 | 0.10709 | 0 | 27.8933
34.4407 | 0 | 0 | 34.4407 | 21.8 | 43.6 | 0.99999 | 0 | 7.48 | 0.10709 | 0 | 9.1593
44.8776 | 0 | 0 | 44.8776 | 24.56 | 49.12 | 0.24166 | 2.0259 | 7.48 | 0.10709 | 0 | 2.2165
57.5447 | 2.2546 | 6.2234 | 49.0667 | 24.5333 | 49.0667 | 0.99999 | 0 | 7.48 | 0.10709 | 0 | 0
44.3983 | 0 | 0 | 44.3983 | 25.2133 | 50.4267 | 0.2 | 2.1372 | 7.48 | 0.10709 | 0 | 3.8911
54.6983 | 2.2546 | 4.2036 | 48.24 | 24.12 | 48.24 | 0.95833 | 0 | 7.48 | 0.10709 | 0 | 0
52.0474 | 0.12386 | 4.1103 | 47.8133 | 23.9067 | 47.8133 | 0.99999 | 0 | 7.48 | 0.10709 | 0 | 0
39.8108 | 0 | 0 | 39.8108 | 24.1067 | 48.2133 | 0.99999 | 0 | 7.48 | 0.10709 | 0 | 8.4026
27.9262 | 0 | 0 | 27.9262 | 23.84 | 47.68 | 0.99999 | 0 | 7.48 | 0.10709 | 0 | 19.7538
2.8269 | 0 | 0 | 2.8269 | 26.28 | 52.56 | 0.99999 | 0 | 7.48 | 0.10709 | 0 | 49.7331
1.4183 | 0 | 0 | 1.4183 | 27.16 | 54.32 | 0.99999 | 0 | 7.48 | 0.10709 | 0 | 52.9017
0 | 0 | 0 | 0 | 23.56 | 47.12 | 0.99999 | 0 | 7.48 | 0.10709 | 0 | 47.12
0 | 0 | 0 | 0 | 21.56 | 43.12 | 0.99999 | 0 | 7.48 | 0.10709 | 0 | 43.12
0 | 0 | 0 | 0 | 21.8 | 43.6 | 0.99999 | 0 | 7.48 | 0.10709 | 0 | 43.6
0 | 0 | 0 | 0 | 21.92 | 43.84 | 0.99999 | 0 | 7.48 | 0.10709 | 0 | 43.84
0 | 0 | 0 | 0 | 17.28 | 34.56 | 0.99999 | 0 | 7.48 | 0.10709 | 0 | 34.56
0 | 0 | 0 | 0 | 12.88 | 25.76 | 0.99999 | 0 | 7.48 | 0.10709 | 0 | 25.76
0 | 0 | 0 | 0 | 15.68 | 31.36 | 0.99999 | 0 | 7.48 | 0.10709 | 0 | 31.36
0 | 0 | 0 | 0 | 14.84 | 29.68 | 0.99999 | 0 | 7.48 | 0.10709 | 0 | 29.68
0 | 0 | 0 | 0 | 17.72 | 35.44 | 0.99999 | 0 | 7.48 | 0.10709 | 0 | 35.44
0 | 0 | 0 | 0 | 18.36 | 36.72 | 0.99999 | 0 | 7.48 | 0.10709 | 0 | 36.72
0 | 0 | 0 | 0 | 17.08 | 34.16 | 0.99999 | 0 | 7.48 | 0.10709 | 0 | 34.16
0 | 0 | 0 | 0 | 16.84 | 33.68 | 0.99999 | 0 | 7.48 | 0.10709 | 0 | 33.68
1.1738 | 0 | 0 | 1.1738 | 16.4 | 32.8 | 0.99999 | 0 | 7.48 | 0.10709 | 0 | 31.6262
17.3622 | 0 | 0 | 17.3622 | 16.76 | 33.52 | 0.99999 | 0 | 7.48 | 0.10709 | 0 | 16.1578
36.0156 | 0 | 0 | 36.0156 | 21.88 | 43.76 | 0.2 | 2.1372 | 7.48 | 0.10709 | 0 | 5.6072
50.0912 | 2.2512 | 0 | 47.84 | 23.92 | 47.84 | 0.95717 | 0 | 7.48 | 0.10709 | 0 | 0
59.3934 | 0.12733 | 12.9461 | 46.32 | 23.16 | 46.32 | 0.99999 | 0 | 7.48 | 0.12502 | 0 | 0
63.8146 | 0 | 18.1346 | 45.68 | 22.84 | 45.68 | 0.99999 | 0 | 7.48 | 0.12502 | 0 | 0
63.7853 | 0 | 17.7053 | 46.08 | 23.04 | 46.08 | 0.99999 | 0 | 7.48 | 0.12502 | 0 | 0
60.8411 | 0 | 15.1611 | 45.68 | 22.84 | 45.68 | 0.99999 | 0 | 12.23 | 0.12502 | 0 | 0
46.159 | 1.173 | 0 | 44.986 | 23.02 | 46.04 | 0.99999 | 1.054 | 12.23 | 0.12502 | 0 | 0
30.714 | 0 | 0 | 30.714 | 22.84 | 45.68 | 0.99999 | 0 | 12.23 | 0.12502 | 0 | 14.966
15.0342 | 0 | 0 | 15.0342 | 24.6 | 49.2 | 0.99999 | 0 | 12.23 | 0.12502 | 0 | 34.1658
3.0421 | 0 | 0 | 3.0421 | 23.32 | 46.64 | 0.99999 | 0 | 7.48 | 0.12502 | 0 | 43.5979
0 | 0 | 0 | 0 | 21.32 | 42.64 | 0.99999 | 0 | 7.48 | 0.12502 | 0 | 42.64
0 | 0 | 0 | 0 | 17 | 34 | 0.2 | 2.1372 | 7.48 | 0.12502 | 0 | 31.8628
0 | 0 | 0 | 0 | 16.56 | 33.12 | 0.95833 | 0 | 7.48 | 0.10709 | 2.2546 | 33.12
0 | 0 | 0 | 0 | 18.44 | 36.88 | 0.99999 | 0 | 7.48 | 0.10709 | 0.12386 | 36.88
0 | 0 | 0 | 0 | 16.52 | 33.04 | 0.99999 | 0 | 7.48 | 0.10709 | 0 | 33.04
0 | 0 | 0 | 0 | 11.4 | 22.8 | 0.99999 | 0 | 7.48 | 0.10709 | 0 | 22.8
0 | 0 | 0 | 0 | 10 | 20 | 0.99999 | 0 | 7.48 | 0.10709 | 0 | 20
0 | 0 | 0 | 0 | 13.04 | 26.08 | 0.99999 | 0 | 7.48 | 0.10709 | 0 | 26.08
0 | 0 | 0 | 0 | 14.88 | 29.76 | 0.99999 | 0 | 7.48 | 0.10709 | 0 | 29.76
0 | 0 | 0 | 0 | 16.44 | 32.88 | 0.99999 | 0 | 7.48 | 0.10709 | 0 | 32.88
0 | 0 | 0 | 0 | 16.16 | 32.32 | 0.99999 | 0 | 7.48 | 0.10709 | 0 | 32.32
0 | 0 | 0 | 0 | 17.08 | 34.16 | 0.99999 | 0 | 7.48 | 0.10709 | 0 | 34.16
0 | 0 | 0 | 0 | 22.64 | 45.28 | 0.99999 | 0 | 7.48 | 0.10709 | 0 | 45.28
3.5703 | 0 | 0 | 3.5703 | 25.92 | 51.84 | 0.99999 | 0 | 7.48 | 0.10709 | 0 | 48.2697
20.8053 | 0 | 0 | 20.8053 | 28.72 | 57.44 | 0.99999 | 0 | 7.48 | 0.10709 | 0 | 36.6347
42.2268 | 0 | 0 | 42.2268 | 29.56 | 59.12 | 0.99999 | 0 | 7.48 | 0.10709 | 0 | 16.8932
51.4899 | 0 | 0 | 51.4899 | 34.24 | 68.48 | 0.99999 | 0 | 7.48 | 0.12502 | 0 | 16.9901
64.1863 | 0 | 0 | 64.1863 | 33.24 | 66.48 | 0.2 | 2.1372 | 7.48 | 0.12502 | 0 | 0.15646
65.2427 | 2.2546 | 4.9881 | 58 | 29 | 58 | 0.95833 | 0 | 7.48 | 0.12502 | 0 | 0
61.203 | 0.12386 | 8.9191 | 52.16 | 26.08 | 52.16 | 0.99999 | 0 | 12.23 | 0.12502 | 0 | 0
46.6383 | 0 | 0 | 46.6383 | 23.72 | 47.44 | 0.99999 | 0 | 12.23 | 0.12502 | 0 | 0.80172
37.6002 | 0 | 0 | 37.6002 | 22.08 | 44.16 | 0.99999 | 0 | 12.23 | 0.12502 | 0 | 6.5598
15.8069 | 0 | 0 | 15.8069 | 23.88 | 47.76 | 0.99999 | 0 | 12.23 | 0.12502 | 0 | 31.9531
2.3084 | 0 | 0 | 2.3084 | 26.28 | 52.56 | 0.99999 | 0 | 7.48 | 0.12502 | 0 | 50.2516
0 | 0 | 0 | 0 | 27.28 | 54.56 | 0.99999 | 0 | 7.48 | 0.12502 | 0 | 54.56
0 | 0 | 0 | 0 | 27.08 | 54.16 | 0.2 | 2.1372 | 7.48 | 0.12502 | 0 | 52.0228
0 | 0 | 0 | 0 | 27.2 | 54.4 | 0.95833 | 0 | 7.48 | 0.10709 | 2.2546 | 54.4
0 | 0 | 0 | 0 | 25.12 | 50.24 | 0.99999 | 0 | 7.48 | 0.10709 | 0.12386 | 50.24
0 | 0 | 0 | 0 | 18.56 | 37.12 | 0.99999 | 0 | 7.48 | 0.10709 | 0 | 37.12
0 | 0 | 0 | 0 | 12.08 | 24.16 | 0.99999 | 0 | 7.48 | 0.10709 | 0 | 24.16
0 | 0 | 0 | 0 | 10.28 | 20.56 | 0.99999 | 0 | 7.48 | 0.10709 | 0 | 20.56
0 | 0 | 0 | 0 | 13.16 | 26.32 | 0.99999 | 0 | 7.48 | 0.10709 | 0 | 26.32
0 | 0 | 0 | 0 | 16.32 | 32.64 | 0.99999 | 0 | 7.48 | 0.10709 | 0 | 32.64
0 | 0 | 0 | 0 | 16.68 | 33.36 | 0.99999 | 0 | 7.48 | 0.10709 | 0 | 33.36
0 | 0 | 0 | 0 | 16.12 | 32.24 | 0.99999 | 0 | 7.48 | 0.10709 | 0 | 32.24
0 | 0 | 0 | 0 | 17.6 | 35.2 | 0.99999 | 0 | 7.48 | 0.10709 | 0 | 35.2
0 | 0 | 0 | 0 | 21.88 | 43.76 | 0.99999 | 0 | 7.48 | 0.10709 | 0 | 43.76
10.5934 | 0 | 0 | 10.5934 | 23.96 | 47.92 | 0.99999 | 0 | 7.48 | 0.10709 | 0 | 37.3266
23.0257 | 0 | 0 | 23.0257 | 26 | 52 | 0.99999 | 0 | 7.48 | 0.10709 | 0 | 28.9743
36.8861 | 0 | 0 | 36.8861 | 26.6 | 53.2 | 0.99999 | 0 | 7.48 | 0.10709 | 0 | 16.3139
48.1544 | 0 | 0 | 48.1544 | 27.4 | 54.8 | 0.99999 | 0 | 7.48 | 0.12502 | 0 | 6.6456
50.4433 | 0 | 0 | 50.4433 | 27.4 | 54.8 | 0.2 | 2.1372 | 7.48 | 0.12502 | 0 | 2.2195
64.8221 | 2.2546 | 11.4475 | 51.12 | 25.56 | 51.12 | 0.95833 | 0 | 7.48 | 0.12502 | 0 | 0
51.3823 | 0.12386 | 1.6585 | 49.6 | 24.8 | 49.6 | 0.99999 | 0 | 12.23 | 0.12502 | 0 | 0
40.0749 | 0 | 0 | 40.0749 | 23.24 | 46.48 | 0.99999 | 0 | 12.23 | 0.12502 | 0 | 6.4051
35.2135 | 0 | 0 | 35.2135 | 22.88 | 45.76 | 0.99999 | 0 | 12.23 | 0.12502 | 0 | 10.5465
19.6413 | 0 | 0 | 19.6413 | 25.72 | 51.44 | 0.99999 | 0 | 12.23 | 0.12502 | 0 | 31.7987
3.0616 | 0 | 0 | 3.0616 | 26.44 | 52.88 | 0.99999 | 0 | 7.48 | 0.12502 | 0 | 49.8184
0 | 0 | 0 | 0 | 26.08 | 52.16 | 0.99999 | 0 | 7.48 | 0.12502 | 0 | 52.16
0 | 0 | 0 | 0 | 26.08 | 52.16 | 0.2 | 2.1372 | 7.48 | 0.12502 | 0 | 50.0228
0 | 0 | 0 | 0 | 25.56 | 51.12 | 0.95833 | 0 | 7.48 | 0.10709 | 2.2546 | 51.12
0 | 0 | 0 | 0 | 19.84 | 39.68 | 0.99999 | 0 | 7.48 | 0.10709 | 0.12386 | 39.68
0 | 0 | 0 | 0 | 15.12 | 30.24 | 0.99999 | 0 | 7.48 | 0.10709 | 0 | 30.24
0 | 0 | 0 | 0 | 10.4 | 20.8 | 0.99999 | 0 | 7.48 | 0.10709 | 0 | 20.8
0 | 0 | 0 | 0 | 8.52 | 17.04 | 0.99999 | 0 | 7.48 | 0.10709 | 0 | 17.04
0 | 0 | 0 | 0 | 10.48 | 20.96 | 0.99999 | 0 | 7.48 | 0.10709 | 0 | 20.96
0 | 0 | 0 | 0 | 13.4 | 26.8 | 0.99999 | 0 | 7.48 | 0.10709 | 0 | 26.8
0 | 0 | 0 | 0 | 15.08 | 30.16 | 0.99999 | 0 | 7.48 | 0.10709 | 0 | 30.16
0 | 0 | 0 | 0 | 15.52 | 31.04 | 0.99999 | 0 | 7.48 | 0.10709 | 0 | 31.04
0 | 0 | 0 | 0 | 17 | 34 | 0.99999 | 0 | 7.48 | 0.10709 | 0 | 34
1.79 | 0 | 0 | 1.79 | 22.36 | 44.72 | 0.99999 | 0 | 7.48 | 0.10709 | 0 | 42.93
17.8415 | 0 | 0 | 17.8415 | 23.8 | 47.6 | 0.99999 | 0 | 7.48 | 0.10709 | 0 | 29.7585
36.7394 | 0 | 0 | 36.7394 | 29 | 58 | 0.99999 | 0 | 7.48 | 0.10709 | 0 | 21.2606
51.3139 | 0 | 0 | 51.3139 | 32.28 | 64.56 | 0.99999 | 0 | 7.48 | 0.10709 | 0 | 13.2461
56.4981 | 0 | 0 | 56.4981 | 33.92 | 67.84 | 0.99999 | 0 | 7.48 | 0.12502 | 0 | 11.3419
59.0608 | 0 | 0 | 59.0608 | 32.64 | 65.28 | 0.9266 | 0.19606 | 7.48 | 0.12502 | 0 | 6.0231
59.1782 | 0.21819 | 0 | 58.96 | 29.48 | 58.96 | 0.99999 | 0 | 7.48 | 0.12502 | 0 | 0
54.9624 | 0 | 0 | 54.9624 | 28 | 56 | 0.92811 | 0.19204 | 12.23 | 0.12502 | 0 | 0.8456
54.4537 | 0.21372 | 0 | 54.24 | 27.12 | 54.24 | 0.99999 | 0 | 12.23 | 0.12502 | 0 | 0
39.5858 | 0 | 0 | 39.5858 | 25.6 | 51.2 | 0.99999 | 0 | 12.23 | 0.12502 | 0 | 11.6142
20.7564 | 0 | 0 | 20.7564 | 25.84 | 51.68 | 0.99999 | 0 | 12.23 | 0.12502 | 0 | 30.9236
3.404 | 0 | 0 | 3.404 | 26.36 | 52.72 | 0.99999 | 0 | 7.48 | 0.12502 | 0 | 49.316
0 | 0 | 0 | 0 | 26 | 52 | 0.99999 | 0 | 7.48 | 0.12502 | 0 | 52
0 | 0 | 0 | 0 | 26.28 | 52.56 | 0.2 | 2.1372 | 7.48 | 0.12502 | 0 | 50.4228
0 | 0 | 0 | 0 | 25.1333 | 50.2667 | 0.95833 | 0 | 7.48 | 0.10709 | 2.2546 | 50.2667
0 | 0 | 0 | 0 | 22.04 | 44.08 | 0.99999 | 0 | 7.48 | 0.10709 | 0.12386 | 44.08
0 | 0 | 0 | 0 | 18.2267 | 36.4533 | 0.99999 | 0 | 7.48 | 0.10709 | 0 | 36.4533
0 | 0 | 0 | 0 | 16.04 | 32.08 | 0.99999 | 0 | 7.48 | 0.10709 | 0 | 32.08
0 | 0 | 0 | 0 | 13.0133 | 26.0267 | 0.99999 | 0 | 7.48 | 0.10709 | 0 | 26.0267
0 | 0 | 0 | 0 | 10.76 | 21.52 | 0.99999 | 0 | 7.48 | 0.10709 | 0 | 21.52
0 | 0 | 0 | 0 | 13.64 | 27.28 | 0.99999 | 0 | 7.48 | 0.10709 | 0 | 27.28
0 | 0 | 0 | 0 | 14.96 | 29.92 | 0.99999 | 0 | 7.48 | 0.10709 | 0 | 29.92
0 | 0 | 0 | 0 | 15.72 | 31.44 | 0.99999 | 0 | 7.48 | 0.10709 | 0 | 31.44
0 | 0 | 0 | 0 | 15.6 | 31.2 | 0.99999 | 0 | 7.48 | 0.10709 | 0 | 31.2
0 | 0 | 0 | 0 | 19.92 | 39.84 | 0.99999 | 0 | 7.48 | 0.10709 | 0 | 39.84
3.2768 | 0 | 0 | 3.2768 | 23.08 | 46.16 | 0.99999 | 0 | 7.48 | 0.10709 | 0 | 42.8832
11.8943 | 0 | 0 | 11.8943 | 26.8 | 53.6 | 0.99999 | 0 | 7.48 | 0.10709 | 0 | 41.7057
42.3149 | 0 | 0 | 42.3149 | 27.44 | 54.88 | 0.99999 | 0 | 7.48 | 0.10709 | 0 | 12.5651
50.4531 | 0 | 0 | 50.4531 | 29.16 | 58.32 | 0.99999 | 0 | 7.48 | 0.12502 | 0 | 7.8669
59.7357 | 0 | 0 | 59.7357 | 31.84 | 63.68 | 0.99999 | 0 | 7.48 | 0.12502 | 0 | 3.9443
53.1626 | 0 | 0 | 53.1626 | 27.96 | 55.92 | 0.28537 | 1.9091 | 7.48 | 0.12502 | 0 | 0.8483
51.7247 | 2.1247 | 0 | 49.6 | 24.8 | 49.6 | 0.99999 | 0 | 12.23 | 0.12502 | 0 | 0
47.323 | 0 | 0 | 47.323 | 24.24 | 48.48 | 0.99999 | 0 | 12.23 | 0.12502 | 0 | 1.157
32.6409 | 0 | 0 | 32.6409 | 24.88 | 49.76 | 0.99999 | 0 | 12.23 | 0.12502 | 0 | 17.1191
20.5314 | 0 | 0 | 20.5314 | 27.12 | 54.24 | 0.99999 | 0 | 12.23 | 0.12502 | 0 | 33.7086
3.3844 | 0 | 0 | 3.3844 | 26.08 | 52.16 | 0.99999 | 0 | 7.48 | 0.12502 | 0 | 48.7756
0 | 0 | 0 | 0 | 26 | 52 | 0.99999 | 0 | 7.48 | 0.12502 | 0 | 52
0 | 0 | 0 | 0 | 25.64 | 51.28 | 0.2 | 2.1372 | 7.48 | 0.12502 | 0 | 49.1428
0 | 0 | 0 | 0 | 25.72 | 51.44 | 0.2 | 0 | 7.48 | 0.10709 | 0 | 51.44
0 | 0 | 0 | 0 | 24.04 | 48.08 | 0.2 | 0 | 7.48 | 0.10709 | 0 | 48.08
0 | 0 | 0 | 0 | 16.08 | 32.16 | 0.2 | 0 | 7.48 | 0.10709 | 0 | 32.16
0 | 0 | 0 | 0 | 10.2 | 20.4 | 0.2 | 0 | 7.48 | 0.10709 | 0 | 20.4
0 | 0 | 0 | 0 | 8.56 | 17.12 | 0.2 | 0 | 7.48 | 0.10709 | 0 | 17.12
0 | 0 | 0 | 0 | 9.72 | 19.44 | 0.2 | 0 | 7.48 | 0.10709 | 0 | 19.44
0 | 0 | 0 | 0 | 12.76 | 25.52 | 0.2 | 0 | 7.48 | 0.10709 | 0 | 25.52
0 | 0 | 0 | 0 | 14.8 | 29.6 | 0.2 | 0 | 7.48 | 0.10709 | 0 | 29.6
0 | 0 | 0 | 0 | 15.28 | 30.56 | 0.2 | 0 | 7.48 | 0.10709 | 0 | 30.56
0 | 0 | 0 | 0 | 15.68 | 31.36 | 0.2 | 0 | 7.48 | 0.10709 | 0 | 31.36
2.3573 | 0 | 0 | 2.3573 | 22.92 | 45.84 | 0.2 | 0 | 7.48 | 0.10709 | 0 | 43.4827
10.5054 | 0 | 0 | 10.5054 | 24.44 | 48.88 | 0.2 | 0 | 7.48 | 0.10709 | 0 | 38.3746
26.2732 | 0 | 0 | 26.2732 | 25.96 | 51.92 | 0.2 | 0 | 7.48 | 0.10709 | 0 | 25.6468
53.1723 | 0 | 0 | 53.1723 | 29.6 | 59.2 | 0.2 | 0 | 7.48 | 0.10709 | 0 | 6.0277
60.4596 | 0 | 0 | 60.4596 | 30.68 | 61.36 | 0.2 | 0 | 7.48 | 0.10709 | 0 | 0.90043
64.6559 | 2.2546 | 4.0012 | 58.4 | 29.2 | 58.4 | 0.95833 | 0 | 7.48 | 0.10709 | 0 | 0
62.2007 | 0.12386 | 8.7168 | 53.36 | 26.68 | 53.36 | 0.99999 | 0 | 7.48 | 0.10709 | 0 | 0
57.8283 | 0 | 6.3083 | 51.52 | 25.76 | 51.52 | 0.99999 | 0 | 7.48 | 0.10709 | 0 | 0
49.2108 | 0 | 0 | 49.2108 | 27.4 | 54.8 | 0.99999 | 0 | 7.48 | 0.10709 | 0 | 5.5892
36.397 | 0 | 0 | 36.397 | 23.68 | 47.36 | 0.99999 | 0 | 7.48 | 0.10709 | 0 | 10.963
11.8356 | 0 | 0 | 11.8356 | 23.86 | 47.72 | 0.99999 | 0 | 7.48 | 0.10709 | 0 | 35.8844
1.8194 | 0 | 0 | 1.8194 | 24.88 | 49.76 | 0.99999 | 0 | 7.48 | 0.10709 | 0 | 47.9406
0 | 0 | 0 | 0 | 25.96 | 51.92 | 0.99999 | 0 | 7.48 | 0.10709 | 0 | 51.92
0 | 0 | 0 | 0 | 26.12 | 52.24 | 0.99999 | 0 | 7.48 | 0.10709 | 0 | 52.24
0 | 0 | 0 | 0 | 24.9371 | 49.8743 | 0.99999 | 0 | 7.48 | 0.10709 | 0 | 49.8743
0 | 0 | 0 | 0 | 22.7428 | 45.4856 | 0.99999 | 0 | 7.48 | 0.10709 | 0 | 45.4856
0 | 0 | 0 | 0 | 23.6 | 47.2 | 0.99999 | 0 | 7.48 | 0.10709 | 0 | 47.2
0 | 0 | 0 | 0 | 16.6 | 33.2 | 0.99999 | 0 | 7.48 | 0.10709 | 0 | 33.2
0 | 0 | 0 | 0 | 13.96 | 27.92 | 0.99999 | 0 | 7.48 | 0.10709 | 0 | 27.92
0 | 0 | 0 | 0 | 13.6 | 27.2 | 0.99999 | 0 | 7.48 | 0.10709 | 0 | 27.2
0 | 0 | 0 | 0 | 17.68 | 35.36 | 0.99999 | 0 | 7.48 | 0.10709 | 0 | 35.36
0 | 0 | 0 | 0 | 15.36 | 30.72 | 0.99999 | 0 | 7.48 | 0.10709 | 0 | 30.72
0 | 0 | 0 | 0 | 15.88 | 31.76 | 0.99999 | 0 | 7.48 | 0.10709 | 0 | 31.76
0 | 0 | 0 | 0 | 15.72 | 31.44 | 0.99999 | 0 | 7.48 | 0.10709 | 0 | 31.44
1.1542 | 0 | 0 | 1.1542 | 17.28 | 34.56 | 0.99999 | 0 | 7.48 | 0.10709 | 0 | 33.4058
19.9054 | 0 | 0 | 19.9054 | 21.12 | 42.24 | 0.99999 | 0 | 7.48 | 0.10709 | 0 | 22.3346
39.6054 | 0 | 0 | 39.6054 | 23.92 | 47.84 | 0.2 | 2.1372 | 7.48 | 0.10709 | 0 | 6.0974
54.708 | 2.2546 | 3.8934 | 48.56 | 24.28 | 48.56 | 0.95833 | 0 | 7.48 | 0.10709 | 0 | 0
64.607 | 0.12386 | 17.4431 | 47.04 | 23.52 | 47.04 | 0.99999 | 0 | 7.48 | 0.10709 | 0 | 0
68.6173 | 2.2546 | 0 | 66.3627 | 23.96 | 47.92 | 0.99999 | 2.0259 | 7.48 | 0.10709 | 0 | 0
67.1599 | 2.2546 | 0 | 64.9053 | 23.56 | 47.12 | 0.99999 | 2.0259 | 7.48 | 0.10709 | 0 | 0
60.7041 | 0 | 14.4641 | 46.24 | 23.12 | 46.24 | 0.99999 | 0 | 7.48 | 0.10709 | 0 | 0
50.3552 | 2.2546 | 0 | 48.1006 | 21.64 | 43.28 | 0.99999 | 2.0259 | 7.48 | 0.10709 | 0 | 0
37.7567 | 0 | 0 | 37.7567 | 21.56 | 43.12 | 0.99999 | 0 | 7.48 | 0.10709 | 0 | 5.3633
20.727 | 0 | 0 | 20.727 | 21.72 | 43.44 | 0.99999 | 0 | 7.48 | 0.10709 | 0 | 22.713
3.8637 | 0 | 0 | 3.8637 | 22.6 | 45.2 | 0.99999 | 0 | 7.48 | 0.10709 | 0 | 41.3363
0 | 0 | 0 | 0 | 21.96 | 43.92 | 0.99999 | 0 | 7.48 | 0.10709 | 0 | 43.92
0 | 0 | 0 | 0 | 22.04 | 44.08 | 0.99999 | 0 | 7.48 | 0.10709 | 0 | 44.08
0 | 0 | 0 | 0 | 21.08 | 42.16 | 0.99999 | 0 | 7.48 | 0.10709 | 0 | 42.16
0 | 0 | 0 | 0 | 21.24 | 42.48 | 0.99999 | 0 | 7.48 | 0.10709 | 0 | 42.48
0 | 0 | 0 | 0 | 21 | 42 | 0.99999 | 0 | 7.48 | 0.10709 | 0 | 42
0 | 0 | 0 | 0 | 17.84 | 35.68 | 0.99999 | 0 | 7.48 | 0.10709 | 0 | 35.68
0 | 0 | 0 | 0 | 14 | 28 | 0.99999 | 0 | 7.48 | 0.10709 | 0 | 28
0 | 0 | 0 | 0 | 13.44 | 26.88 | 0.99999 | 0 | 7.48 | 0.10709 | 0 | 26.88
0 | 0 | 0 | 0 | 3.92 | 7.84 | 0.99999 | 0 | 7.48 | 0.10709 | 0 | 7.84
0 | 0 | 0 | 0 | 14.64 | 29.28 | 0.99999 | 0 | 7.48 | 0.10709 | 0 | 29.28
0 | 0 | 0 | 0 | 21.08 | 42.16 | 0.99999 | 0 | 7.48 | 0.10709 | 0 | 42.16
0 | 0 | 0 | 0 | 19.72 | 39.44 | 0.99999 | 0 | 7.48 | 0.10709 | 0 | 39.44
2.9442 | 0 | 0 | 2.9442 | 15.12 | 30.24 | 0.99999 | 0 | 7.48 | 0.10709 | 0 | 27.2958
20.0912 | 0 | 0 | 20.0912 | 15.8 | 31.6 | 0.99999 | 0 | 7.48 | 0.10709 | 0 | 11.5088
38.862 | 0 | 0 | 38.862 | 22.68 | 45.36 | 0.2 | 2.1372 | 7.48 | 0.10709 | 0 | 4.3608
51.6953 | 2.2546 | 5.5207 | 43.92 | 21.96 | 43.92 | 0.95833 | 0 | 7.48 | 0.10709 | 0 | 0
60.1368 | 0.12386 | 15.0529 | 44.96 | 22.48 | 44.96 | 0.99999 | 0 | 7.48 | 0.12502 | 0 | 0
64.5287 | 2.2546 | 0 | 62.2741 | 22.96 | 45.92 | 0.99999 | 2.0259 | 7.48 | 0.12502 | 0 | 0
64.4602 | 0 | 16.5935 | 47.8667 | 23.9333 | 47.8667 | 0.99999 | 0 | 7.48 | 0.12502 | 0 | 0
61.7116 | 0 | 13.5383 | 48.1733 | 24.0867 | 48.1733 | 0.99999 | 0 | 12.23 | 0.12502 | 0 | 0
52.693 | 2.2546 | 0 | 50.4384 | 22.88 | 45.76 | 0.99999 | 2.0259 | 12.23 | 0.12502 | 0 | 0
39.0576 | 0 | 0 | 39.0576 | 22.8 | 45.6 | 0.99999 | 0 | 12.23 | 0.12502 | 0 | 6.5424
21.2455 | 0 | 0 | 21.2455 | 21.72 | 43.44 | 0.99999 | 0 | 12.23 | 0.12502 | 0 | 22.1945
3.805 | 0 | 0 | 3.805 | 23.04 | 46.08 | 0.99999 | 0 | 7.48 | 0.12502 | 0 | 42.275
0 | 0 | 0 | 0 | 20.88 | 41.76 | 0.99999 | 0 | 7.48 | 0.12502 | 0 | 41.76
0 | 0 | 0 | 0 | 19.64 | 39.28 | 0.2 | 2.1372 | 7.48 | 0.12502 | 0 | 37.1428
0 | 0 | 0 | 0 | 19.96 | 39.92 | 0.2 | 0 | 7.48 | 0.10709 | 0 | 39.92
0 | 0 | 0 | 0 | 21.76 | 43.52 | 0.2 | 0 | 7.48 | 0.10709 | 0 | 43.52
0 | 0 | 0 | 0 | 21.56 | 43.12 | 0.2 | 0 | 7.48 | 0.10709 | 0 | 43.12
0 | 0 | 0 | 0 | 17.04 | 34.08 | 0.2 | 0 | 7.48 | 0.10709 | 0 | 34.08
0 | 0 | 0 | 0 | 15.72 | 31.44 | 0.2 | 0 | 7.48 | 0.10709 | 0 | 31.44
0 | 0 | 0 | 0 | 12.4 | 24.8 | 0.2 | 0 | 7.48 | 0.10709 | 0 | 24.8
0 | 0 | 0 | 0 | 10.9829 | 21.9657 | 0.2 | 0 | 7.48 | 0.10709 | 0 | 21.9657
0 | 0 | 0 | 0 | 13.8172 | 27.6344 | 0.2 | 0 | 7.48 | 0.10709 | 0 | 27.6344
0 | 0 | 0 | 0 | 14.52 | 29.04 | 0.2 | 0 | 7.48 | 0.10709 | 0 | 29.04
0 | 0 | 0 | 0 | 15.6 | 31.2 | 0.2 | 0 | 7.48 | 0.10709 | 0 | 31.2
3.0029 | 0 | 0 | 3.0029 | 21.84 | 43.68 | 0.2 | 0 | 7.48 | 0.10709 | 0 | 40.6771
20.0228 | 0 | 0 | 20.0228 | 25.64 | 51.28 | 0.2 | 0 | 7.48 | 0.10709 | 0 | 31.2572
38.5783 | 0 | 0 | 38.5783 | 28.16 | 56.32 | 0.2 | 0 | 7.48 | 0.10709 | 0 | 17.7417
52.2627 | 0 | 0 | 52.2627 | 27.64 | 55.28 | 0.2 | 0 | 7.48 | 0.10709 | 0 | 3.0173
61.1834 | 2.2546 | 5.7288 | 53.2 | 26.6 | 53.2 | 0.95833 | 0 | 7.48 | 0.12502 | 0 | 0
67.0523 | 0.12386 | 6.9284 | 60 | 30 | 60 | 0.99999 | 0 | 7.48 | 0.12502 | 0 | 0
67.0132 | 2.2546 | 0 | 64.7586 | 30.92 | 61.84 | 0.99999 | 2.0259 | 7.48 | 0.12502 | 0 | 0
62.7974 | 0 | 15.7574 | 47.04 | 23.52 | 47.04 | 0.99999 | 0 | 12.23 | 0.12502 | 0 | 0
53.6614 | 2.2546 | 0 | 51.4068 | 23.92 | 47.84 | 0.99999 | 2.0259 | 12.23 | 0.12502 | 0 | 0
39.6054 | 0 | 0 | 39.6054 | 21.76 | 43.52 | 0.99999 | 0 | 12.23 | 0.12502 | 0 | 3.9146
21.2357 | 0 | 0 | 21.2357 | 21.84 | 43.68 | 0.99999 | 0 | 12.23 | 0.12502 | 0 | 22.4443
3.8441 | 0 | 0 | 3.8441 | 24.8 | 49.6 | 0.99999 | 0 | 7.48 | 0.12502 | 0 | 45.7559
0 | 0 | 0 | 0 | 26.28 | 52.56 | 0.99999 | 0 | 7.48 | 0.12502 | 0 | 52.56
0 | 0 | 0 | 0 | 28.08 | 56.16 | 0.2 | 2.1372 | 7.48 | 0.12502 | 0 | 54.0228
0 | 0 | 0 | 0 | 27.4 | 54.8 | 0.2 | 0 | 7.48 | 0.10709 | 0 | 54.8
0 | 0 | 0 | 0 | 25.92 | 51.84 | 0.2 | 0 | 7.48 | 0.10709 | 0 | 51.84
0 | 0 | 0 | 0 | 18.04 | 36.08 | 0.2 | 0 | 7.48 | 0.10709 | 0 | 36.08
0 | 0 | 0 | 0 | 13.64 | 27.28 | 0.2 | 0 | 7.48 | 0.10709 | 0 | 27.28
0 | 0 | 0 | 0 | 12 | 24 | 0.2 | 0 | 7.48 | 0.10709 | 0 | 24
0 | 0 | 0 | 0 | 11.6 | 23.2 | 0.2 | 0 | 7.48 | 0.10709 | 0 | 23.2
0 | 0 | 0 | 0 | 16 | 32 | 0.2 | 0 | 7.48 | 0.10709 | 0 | 32
0 | 0 | 0 | 0 | 15.12 | 30.24 | 0.2 | 0 | 7.48 | 0.10709 | 0 | 30.24
0 | 0 | 0 | 0 | 13.8 | 27.6 | 0.2 | 0 | 7.48 | 0.10709 | 0 | 27.6
0 | 0 | 0 | 0 | 17.12 | 34.24 | 0.2 | 0 | 7.48 | 0.10709 | 0 | 34.24
3.2572 | 0 | 0 | 3.2572 | 23.92 | 47.84 | 0.2 | 0 | 7.48 | 0.10709 | 0 | 44.5828
7.7861 | 0 | 0 | 7.7861 | 24 | 48 | 0.2 | 0 | 7.48 | 0.10709 | 0 | 40.2139
38.5196 | 0 | 0 | 38.5196 | 25.96 | 51.92 | 0.2 | 0 | 7.48 | 0.10709 | 0 | 13.4004
51.353 | 0.15298 | 0 | 51.2 | 25.6 | 51.2 | 0.25145 | 0 | 7.48 | 0.10709 | 0 | 0
61.5551 | 2.2255 | 8.1696 | 51.16 | 25.58 | 51.16 | 0.99999 | 0 | 7.48 | 0.12502 | 0 | 0
65.6438 | 2.2546 | 0 | 63.3892 | 25.88 | 51.76 | 0.99999 | 2.0259 | 7.48 | 0.12502 | 0 | 0
67.0132 | 2.2546 | 0 | 64.7586 | 25.08 | 50.16 | 0.99999 | 2.0259 | 7.48 | 0.12502 | 0 | 0
63.7657 | 0 | 14.3257 | 49.44 | 24.72 | 49.44 | 0.99999 | 0 | 12.23 | 0.12502 | 0 | 0
54.3657 | 2.2546 | 0 | 52.1111 | 24.84 | 49.68 | 0.99999 | 2.0259 | 12.23 | 0.12502 | 0 | 0
39.3902 | 0 | 0 | 39.3902 | 24 | 48 | 0.99999 | 0 | 12.23 | 0.12502 | 0 | 8.6098
21.3824 | 0 | 0 | 21.3824 | 24.56 | 49.12 | 0.99999 | 0 | 12.23 | 0.12502 | 0 | 27.7376
4.0006 | 0 | 0 | 4.0006 | 25.84 | 51.68 | 0.99999 | 0 | 7.48 | 0.12502 | 0 | 47.6794
0 | 0 | 0 | 0 | 26.28 | 52.56 | 0.99999 | 0 | 7.48 | 0.12502 | 0 | 52.56
0 | 0 | 0 | 0 | 25.88 | 51.76 | 0.2 | 2.1372 | 7.48 | 0.12502 | 0 | 49.6228
0 | 0 | 0 | 0 | 25.2 | 50.4 | 0.95833 | 0 | 7.48 | 0.10709 | 2.2546 | 50.4
0 | 0 | 0 | 0 | 20.24 | 40.48 | 0.99999 | 0 | 7.48 | 0.10709 | 0.12386 | 40.48
0 | 0 | 0 | 0 | 18.64 | 37.28 | 0.99999 | 0 | 7.48 | 0.10709 | 0 | 37.28
0 | 0 | 0 | 0 | 13.64 | 27.28 | 0.99999 | 0 | 7.48 | 0.10709 | 0 | 27.28
0 | 0 | 0 | 0 | 12.2 | 24.4 | 0.99999 | 0 | 7.48 | 0.10709 | 0 | 24.4
0 | 0 | 0 | 0 | 12.32 | 24.64 | 0.99999 | 0 | 7.48 | 0.10709 | 0 | 24.64
0 | 0 | 0 | 0 | 15.72 | 31.44 | 0.99999 | 0 | 7.48 | 0.10709 | 0 | 31.44
0 | 0 | 0 | 0 | 15.44 | 30.88 | 0.99999 | 0 | 7.48 | 0.10709 | 0 | 30.88
0 | 0 | 0 | 0 | 14.36 | 28.72 | 0.99999 | 0 | 7.48 | 0.10709 | 0 | 28.72
0 | 0 | 0 | 0 | 16.48 | 32.96 | 0.99999 | 0 | 7.48 | 0.10709 | 0 | 32.96
3.4822 | 0 | 0 | 3.4822 | 24.32 | 48.64 | 0.99999 | 0 | 7.48 | 0.10709 | 0 | 45.1578
14.7016 | 0 | 0 | 14.7016 | 25.52 | 51.04 | 0.99999 | 0 | 7.48 | 0.10709 | 0 | 36.3384
39.1065 | 0 | 0 | 39.1065 | 27.4 | 54.8 | 0.99999 | 0 | 7.48 | 0.10709 | 0 | 15.6935
51.7931 | 0 | 0 | 51.7931 | 28.32 | 56.64 | 0.99999 | 0 | 7.48 | 0.10709 | 0 | 4.8469
59.8336 | 0 | 0 | 59.8336 | 32.28 | 64.56 | 0.2 | 2.1372 | 7.48 | 0.12502 | 0 | 2.5892
66.0546 | 2.2546 | 5 | 58.8 | 29.4 | 58.8 | 0.95833 | 0 | 7.48 | 0.12502 | 0 | 0
66.1035 | 0.12386 | 11.8196 | 54.16 | 27.08 | 54.16 | 0.99999 | 0 | 7.48 | 0.12502 | 0 | 0
63.1495 | 2.2546 | 0 | 60.8949 | 25.36 | 50.72 | 0.99999 | 2.0259 | 12.23 | 0.12502 | 0 | 0
54.0918 | 0 | 2.4918 | 51.6 | 25.8 | 51.6 | 0.99999 | 0 | 12.23 | 0.12502 | 0 | 0
40.1434 | 0 | 0 | 40.1434 | 24.72 | 49.44 | 0.99999 | 0 | 12.23 | 0.12502 | 0 | 9.2966
21.5585 | 0 | 0 | 21.5585 | 25.72 | 51.44 | 0.99999 | 0 | 12.23 | 0.12502 | 0 | 29.8815
4.1082 | 0 | 0 | 4.1082 | 27.16 | 54.32 | 0.99999 | 0 | 7.48 | 0.12502 | 0 | 50.2118
0 | 0 | 0 | 0 | 26.48 | 52.96 | 0.99999 | 0 | 7.48 | 0.12502 | 0 | 52.96
0 | 0 | 0 | 0 | 26.6 | 53.2 | 0.2 | 2.1372 | 7.48 | 0.12502 | 0 | 51.0628
0 | 0 | 0 | 0 | 26.64 | 53.28 | 0.2 | 0 | 7.48 | 0.10709 | 0 | 53.28
0 | 0 | 0 | 0 | 25.08 | 50.16 | 0.2 | 0 | 7.48 | 0.10709 | 0 | 50.16
0 | 0 | 0 | 0 | 18.72 | 37.44 | 0.2 | 0 | 7.48 | 0.10709 | 0 | 37.44
0 | 0 | 0 | 0 | 10.8 | 21.6 | 0.2 | 0 | 7.48 | 0.10709 | 0 | 21.6
0 | 0 | 0 | 0 | 8.68 | 17.36 | 0.2 | 0 | 7.48 | 0.10709 | 0 | 17.36
0 | 0 | 0 | 0 | 9.28 | 18.56 | 0.2 | 0 | 7.48 | 0.10709 | 0 | 18.56
0 | 0 | 0 | 0 | 16.92 | 33.84 | 0.2 | 0 | 7.48 | 0.10709 | 0 | 33.84
0 | 0 | 0 | 0 | 17.16 | 34.32 | 0.2 | 0 | 7.48 | 0.10709 | 0 | 34.32
0 | 0 | 0 | 0 | 14.92 | 29.84 | 0.2 | 0 | 7.48 | 0.10709 | 0 | 29.84
0 | 0 | 0 | 0 | 18.04 | 36.08 | 0.2 | 0 | 7.48 | 0.10709 | 0 | 36.08
3.5116 | 0 | 0 | 3.5116 | 25.6 | 51.2 | 0.2 | 0 | 7.48 | 0.10709 | 0 | 47.6884
20.3456 | 0 | 0 | 20.3456 | 25.92 | 51.84 | 0.2 | 0 | 7.48 | 0.10709 | 0 | 31.4944
37.7664 | 0 | 0 | 37.7664 | 27.64 | 55.28 | 0.2 | 0 | 7.48 | 0.10709 | 0 | 17.5136
50.5607 | 0 | 0 | 50.5607 | 27.48 | 54.96 | 0.2 | 0 | 7.48 | 0.10709 | 0 | 4.3993
60.7726 | 2.2546 | 1.958 | 56.56 | 28.28 | 56.56 | 0.95833 | 0 | 7.48 | 0.12502 | 0 | 0
64.8417 | 0.12386 | 3.7418 | 60.976 | 30.488 | 60.976 | 0.99999 | 0 | 7.48 | 0.12502 | 0 | 0
64.8515 | 0 | 11.5075 | 53.344 | 26.672 | 53.344 | 0.99999 | 0 | 7.48 | 0.12502 | 0 | 0
62.4648 | 0 | 14.5448 | 47.92 | 23.96 | 47.92 | 0.99999 | 0 | 12.23 | 0.12502 | 0 | 0
53.4462 | 2.2546 | 0 | 51.1916 | 23.64 | 47.28 | 0.99999 | 2.0259 | 12.23 | 0.12502 | 0 | 0
39.6836 | 0 | 0 | 39.6836 | 23.56 | 47.12 | 0.99999 | 0 | 12.23 | 0.12502 | 0 | 7.4364
21.3628 | 0 | 0 | 21.3628 | 24.68 | 49.36 | 0.99999 | 0 | 12.23 | 0.12502 | 0 | 27.9972
4.1082 | 0 | 0 | 4.1082 | 26.44 | 52.88 | 0.99999 | 0 | 7.48 | 0.12502 | 0 | 48.7718
0 | 0 | 0 | 0 | 26.56 | 53.12 | 0.99999 | 0 | 7.48 | 0.12502 | 0 | 53.12
0 | 0 | 0 | 0 | 24.8 | 49.6 | 0.2 | 2.1372 | 7.48 | 0.12502 | 0 | 47.4628
0 | 0 | 0 | 0 | 25.16 | 50.32 | 0.2 | 0 | 7.48 | 0.10709 | 0 | 50.32
0 | 0 | 0 | 0 | 22.4 | 44.8 | 0.2 | 0 | 7.48 | 0.10709 | 0 | 44.8
0 | 0 | 0 | 0 | 19.4 | 38.8 | 0.2 | 0 | 7.48 | 0.10709 | 0 | 38.8
0 | 0 | 0 | 0 | 15.5467 | 31.0933 | 0.2 | 0 | 7.48 | 0.10709 | 0 | 31.0933
0 | 0 | 0 | 0 | 15.0133 | 30.0267 | 0.2 | 0 | 7.48 | 0.10709 | 0 | 30.0267
0 | 0 | 0 | 0 | 14.6533 | 29.3067 | 0.2 | 0 | 7.48 | 0.10709 | 0 | 29.3067
0 | 0 | 0 | 0 | 14.2267 | 28.4533 | 0.2 | 0 | 7.48 | 0.10709 | 0 | 28.4533
0 | 0 | 0 | 0 | 14.68 | 29.36 | 0.2 | 0 | 7.48 | 0.10709 | 0 | 29.36
0 | 0 | 0 | 0 | 15.1333 | 30.2667 | 0.2 | 0 | 7.48 | 0.10709 | 0 | 30.2667
0 | 0 | 0 | 0 | 16.6267 | 33.2533 | 0.2 | 0 | 7.48 | 0.10709 | 0 | 33.2533
3.8246 | 0 | 0 | 3.8246 | 23.44 | 46.88 | 0.2 | 0 | 7.48 | 0.10709 | 0 | 43.0554
8.1578 | 0 | 0 | 8.1578 | 26.08 | 52.16 | 0.2 | 0 | 7.48 | 0.10709 | 0 | 44.0022
39.6152 | 0 | 0 | 39.6152 | 28.36 | 56.72 | 0.2 | 0 | 7.48 | 0.10709 | 0 | 17.1048
52.0279 | 0 | 0 | 52.0279 | 27.24 | 54.48 | 0.2 | 0 | 7.48 | 0.10709 | 0 | 2.4521
62.4159 | 2.2546 | 1.3613 | 58.8 | 29.4 | 58.8 | 0.95833 | 0 | 7.48 | 0.10709 | 0 | 0
68.4902 | 0.12386 | 11.0063 | 57.36 | 28.68 | 57.36 | 0.99999 | 0 | 7.48 | 0.10709 | 0 | 0
69.9672 | 2.2546 | 0 | 67.7126 | 28.12 | 56.24 | 0.99999 | 2.0259 | 7.48 | 0.10709 | 0 | 0
64.9199 | 0 | 13.0799 | 51.84 | 25.92 | 51.84 | 0.99999 | 0 | 7.48 | 0.10709 | 0 | 0
54.6689 | 2.2546 | 0 | 52.4143 | 25.48 | 50.96 | 0.99999 | 2.0259 | 7.48 | 0.10709 | 0 | 0
40.7987 | 0 | 0 | 40.7987 | 25.92 | 51.84 | 0.99999 | 0 | 7.48 | 0.10709 | 0 | 11.0413
21.9693 | 0 | 0 | 21.9693 | 26.08 | 52.16 | 0.99999 | 0 | 7.48 | 0.10709 | 0 | 30.1907
4.2647 | 0 | 0 | 4.2647 | 28 | 56 | 0.99999 | 0 | 7.48 | 0.10709 | 0 | 51.7353
0 | 0 | 0 | 0 | 28.96 | 57.92 | 0.99999 | 0 | 7.48 | 0.10709 | 0 | 57.92
0 | 0 | 0 | 0 | 28.72 | 57.44 | 0.99999 | 0 | 7.48 | 0.10709 | 0 | 57.44
0 | 0 | 0 | 0 | 28.32 | 56.64 | 0.99999 | 0 | 7.48 | 0.10709 | 0 | 56.64
0 | 0 | 0 | 0 | 26.28 | 52.56 | 0.99999 | 0 | 7.48 | 0.10709 | 0 | 52.56
0 | 0 | 0 | 0 | 25 | 50 | 0.99999 | 0 | 7.48 | 0.10709 | 0 | 50
0 | 0 | 0 | 0 | 19.72 | 39.44 | 0.99999 | 0 | 7.48 | 0.10709 | 0 | 39.44
0 | 0 | 0 | 0 | 15.44 | 30.88 | 0.99999 | 0 | 7.48 | 0.10709 | 0 | 30.88
0 | 0 | 0 | 0 | 14.04 | 28.08 | 0.99999 | 0 | 7.48 | 0.10709 | 0 | 28.08
0 | 0 | 0 | 0 | 15.6 | 31.2 | 0.99999 | 0 | 7.48 | 0.10709 | 0 | 31.2
0 | 0 | 0 | 0 | 18.12 | 36.24 | 0.99999 | 0 | 7.48 | 0.10709 | 0 | 36.24
0 | 0 | 0 | 0 | 19.72 | 39.44 | 0.99999 | 0 | 7.48 | 0.10709 | 0 | 39.44
0 | 0 | 0 | 0 | 16.4 | 32.8 | 0.99999 | 0 | 7.48 | 0.10709 | 0 | 32.8
3.8735 | 0 | 0 | 3.8735 | 16.28 | 32.56 | 0.99999 | 0 | 7.48 | 0.10709 | 0 | 28.6865
2.729 | 0 | 0 | 2.729 | 23.84 | 47.68 | 0.99999 | 0 | 7.48 | 0.10709 | 0 | 44.951
4.9005 | 0 | 0 | 4.9005 | 23.68 | 47.36 | 0.99999 | 0 | 7.48 | 0.10709 | 0 | 42.4595
14.1636 | 0 | 0 | 14.1636 | 22.8 | 45.6 | 0.99999 | 0 | 7.48 | 0.10709 | 0 | 31.4364
30.2934 | 0 | 0 | 30.2934 | 23.84 | 47.68 | 0.99999 | 0 | 7.48 | 0.10709 | 0 | 17.3866
44.9656 | 0 | 0 | 44.9656 | 25 | 50 | 0.2 | 2.1372 | 7.48 | 0.10709 | 0 | 2.8971
69.84 | 2.2546 | 17.7454 | 49.84 | 24.92 | 49.84 | 0.95833 | 0 | 7.48 | 0.10709 | 0 | 0
64.9298 | 0.12386 | 14.1659 | 50.64 | 25.32 | 50.64 | 0.99999 | 0 | 7.48 | 0.10709 | 0 | 0
55.0993 | 0 | 5.4993 | 49.6 | 24.8 | 49.6 | 0.99999 | 0 | 7.48 | 0.10709 | 0 | 0
40.3781 | 0 | 0 | 40.3781 | 24.48 | 48.96 | 0.99999 | 0 | 7.48 | 0.10709 | 0 | 8.5819
14.1245 | 0 | 0 | 14.1245 | 23.52 | 47.04 | 0.99999 | 0 | 7.48 | 0.10709 | 0 | 32.9155
4.3234 | 0 | 0 | 4.3234 | 23.4667 | 46.9333 | 0.99999 | 0 | 7.48 | 0.10709 | 0 | 42.6099
0 | 0 | 0 | 0 | 21.96 | 43.92 | 0.99999 | 0 | 7.48 | 0.10709 | 0 | 43.92
0 | 0 | 0 | 0 | 20.9733 | 41.9467 | 0.99999 | 0 | 7.48 | 0.10709 | 0 | 41.9467
0 | 0 | 0 | 0 | 20.7867 | 41.5733 | 0.99999 | 0 | 7.48 | 0.10709 | 0 | 41.5733
0 | 0 | 0 | 0 | 23.64 | 47.28 | 0.99999 | 0 | 7.48 | 0.10709 | 0 | 47.28
0 | 0 | 0 | 0 | 21.84 | 43.68 | 0.99999 | 0 | 7.48 | 0.10709 | 0 | 43.68
0 | 0 | 0 | 0 | 19.68 | 39.36 | 0.99999 | 0 | 7.48 | 0.10709 | 0 | 39.36
0 | 0 | 0 | 0 | 16.56 | 33.12 | 0.99999 | 0 | 7.48 | 0.10709 | 0 | 33.12
0 | 0 | 0 | 0 | 15.24 | 30.48 | 0.99999 | 0 | 7.48 | 0.10709 | 0 | 30.48
0 | 0 | 0 | 0 | 18.04 | 36.08 | 0.99999 | 0 | 7.48 | 0.10709 | 0 | 36.08
0 | 0 | 0 | 0 | 18.72 | 37.44 | 0.99999 | 0 | 7.48 | 0.10709 | 0 | 37.44
0 | 0 | 0 | 0 | 19.24 | 38.48 | 0.99999 | 0 | 7.48 | 0.10709 | 0 | 38.48
0 | 0 | 0 | 0 | 17.04 | 34.08 | 0.99999 | 0 | 7.48 | 0.10709 | 0 | 34.08
4.1278 | 0 | 0 | 4.1278 | 17.52 | 35.04 | 0.99999 | 0 | 7.48 | 0.10709 | 0 | 30.9122
1.5357 | 0 | 0 | 1.5357 | 18.32 | 36.64 | 0.99999 | 0 | 7.48 | 0.10709 | 0 | 35.1043
4.255 | 0 | 0 | 4.255 | 23.56 | 47.12 | 0.99999 | 0 | 7.48 | 0.10709 | 0 | 42.865
11.9041 | 0 | 0 | 11.9041 | 24.12 | 48.24 | 0.99999 | 0 | 7.48 | 0.10709 | 0 | 36.3359
22.5366 | 0 | 0 | 22.5366 | 24 | 48 | 0.99999 | 0 | 7.48 | 0.12502 | 0 | 25.4634
32.1812 | 0 | 0 | 32.1812 | 22.72 | 45.44 | 0.99999 | 0 | 7.48 | 0.12502 | 0 | 13.2588
31.9464 | 0 | 0 | 31.9464 | 22.5067 | 45.0133 | 0.99999 | 0 | 7.48 | 0.12502 | 0 | 13.0669
27.6915 | 0 | 0 | 27.6915 | 23.28 | 46.56 | 0.24166 | 2.0259 | 12.23 | 0.12502 | 0 | 16.8426
55.6177 | 2.2546 | 7.8431 | 45.52 | 22.76 | 45.52 | 0.99999 | 0 | 12.23 | 0.12502 | 0 | 0
40.7302 | 0 | 0 | 40.7302 | 22.68 | 45.36 | 0.99999 | 0 | 12.23 | 0.12502 | 0 | 4.6297
21.8715 | 0 | 0 | 21.8715 | 22.64 | 45.28 | 0.99999 | 0 | 12.23 | 0.12502 | 0 | 23.4085
4.3919 | 0 | 0 | 4.3919 | 23.36 | 46.72 | 0.99999 | 0 | 7.48 | 0.12502 | 0 | 42.3281
0 | 0 | 0 | 0 | 22.9733 | 45.9467 | 0.99999 | 0 | 7.48 | 0.12502 | 0 | 45.9467
0 | 0 | 0 | 0 | 18.0933 | 36.1867 | 0.2 | 2.1372 | 7.48 | 0.12502 | 0 | 34.0494
0 | 0 | 0 | 0 | 17.48 | 34.96 | 0.95833 | 0 | 7.48 | 0.10709 | 2.2546 | 34.96
0 | 0 | 0 | 0 | 17.9733 | 35.9467 | 0.99999 | 0 | 7.48 | 0.10709 | 0.12386 | 35.9467
0 | 0 | 0 | 0 | 17.32 | 34.64 | 0.99999 | 0 | 7.48 | 0.10709 | 0 | 34.64
0 | 0 | 0 | 0 | 15.12 | 30.24 | 0.99999 | 0 | 7.48 | 0.10709 | 0 | 30.24
0 | 0 | 0 | 0 | 14.16 | 28.32 | 0.99999 | 0 | 7.48 | 0.10709 | 0 | 28.32
0 | 0 | 0 | 0 | 12.52 | 25.04 | 0.99999 | 0 | 7.48 | 0.10709 | 0 | 25.04
0 | 0 | 0 | 0 | 11.84 | 23.68 | 0.99999 | 0 | 7.48 | 0.10709 | 0 | 23.68
0 | 0 | 0 | 0 | 12.72 | 25.44 | 0.99999 | 0 | 7.48 | 0.10709 | 0 | 25.44
0 | 0 | 0 | 0 | 13.24 | 26.48 | 0.99999 | 0 | 7.48 | 0.10709 | 0 | 26.48
0 | 0 | 0 | 0 | 16.12 | 32.24 | 0.99999 | 0 | 7.48 | 0.10709 | 0 | 32.24
3.9322 | 0 | 0 | 3.9322 | 21.4 | 42.8 | 0.99999 | 0 | 7.48 | 0.10709 | 0 | 38.8678
17.773 | 0 | 0 | 17.773 | 23.12 | 46.24 | 0.99999 | 0 | 7.48 | 0.10709 | 0 | 28.467
9.7228 | 0 | 0 | 9.7228 | 29.12 | 58.24 | 0.99999 | 0 | 7.48 | 0.10709 | 0 | 48.5172
3.7854 | 0 | 0 | 3.7854 | 28.72 | 57.44 | 0.99999 | 0 | 7.48 | 0.10709 | 0 | 53.6546
2.5041 | 0 | 0 | 2.5041 | 29.68 | 59.36 | 0.99999 | 0 | 7.48 | 0.12502 | 0 | 56.8559
4.6169 | 0 | 0 | 4.6169 | 32.52 | 65.04 | 0.99999 | 0 | 7.48 | 0.12502 | 0 | 60.4231
8.5393 | 0 | 0 | 8.5393 | 27.72 | 55.44 | 0.99999 | 0 | 7.48 | 0.12502 | 0 | 46.9007
2.4356 | 0 | 0 | 2.4356 | 25.64 | 51.28 | 0.2 | 2.1372 | 12.23 | 0.12502 | 0 | 46.7072
3.3844 | 0 | 0 | 3.3844 | 24.32 | 48.64 | 0.2 | 0 | 12.23 | 0.12502 | 0 | 45.2556
11.8063 | 0 | 0 | 11.8063 | 23.6 | 47.2 | 0.2 | 0 | 12.23 | 0.12502 | 0 | 35.3937
2.7388 | 0 | 0 | 2.7388 | 22.12 | 44.24 | 0.2 | 0 | 12.23 | 0.12502 | 0 | 41.5012
0.67492 | 0 | 0 | 0.67492 | 26.56 | 53.12 | 0.2 | 0 | 7.48 | 0.12502 | 0 | 52.4451
0 | 0 | 0 | 0 | 27.76 | 55.52 | 0.2 | 0 | 7.48 | 0.12502 | 0 | 55.52
0 | 0 | 0 | 0 | 27.44 | 54.88 | 0.2 | 0 | 7.48 | 0.12502 | 0 | 54.88
0 | 0 | 0 | 0 | 26.8 | 53.6 | 0.95833 | 0 | 7.48 | 0.10709 | 2.2546 | 53.6
0 | 0 | 0 | 0 | 25.32 | 50.64 | 0.99999 | 0 | 7.48 | 0.10709 | 0.12386 | 50.64
0 | 0 | 0 | 0 | 20 | 40 | 0.99999 | 0 | 7.48 | 0.10709 | 0 | 40
0 | 0 | 0 | 0 | 13.04 | 26.08 | 0.99999 | 0 | 7.48 | 0.10709 | 0 | 26.08
0 | 0 | 0 | 0 | 9.88 | 19.76 | 0.99999 | 0 | 7.48 | 0.10709 | 0 | 19.76
0 | 0 | 0 | 0 | 11.8 | 23.6 | 0.99999 | 0 | 7.48 | 0.10709 | 0 | 23.6
0 | 0 | 0 | 0 | 13.6 | 27.2 | 0.99999 | 0 | 7.48 | 0.10709 | 0 | 27.2
0 | 0 | 0 | 0 | 13.68 | 27.36 | 0.99999 | 0 | 7.48 | 0.10709 | 0 | 27.36
0 | 0 | 0 | 0 | 14.2 | 28.4 | 0.99999 | 0 | 7.48 | 0.10709 | 0 | 28.4
0 | 0 | 0 | 0 | 18.4 | 36.8 | 0.99999 | 0 | 7.48 | 0.10709 | 0 | 36.8
2.1813 | 0 | 0 | 2.1813 | 25.64 | 51.28 | 0.99999 | 0 | 7.48 | 0.10709 | 0 | 49.0987
16.4721 | 0 | 0 | 16.4721 | 25 | 50 | 0.99999 | 0 | 7.48 | 0.10709 | 0 | 33.5279
27.8578 | 0 | 0 | 27.8578 | 28.28 | 56.56 | 0.99999 | 0 | 7.48 | 0.10709 | 0 | 28.7022
23.2409 | 0 | 0 | 23.2409 | 27.92 | 55.84 | 0.99999 | 0 | 7.48 | 0.10709 | 0 | 32.5991
24.4342 | 0 | 0 | 24.4342 | 29.88 | 59.76 | 0.99999 | 0 | 7.48 | 0.12502 | 0 | 35.3258
36.4655 | 0 | 0 | 36.4655 | 31.92 | 63.84 | 0.99999 | 0 | 7.48 | 0.12502 | 0 | 27.3745
29.4717 | 0 | 0 | 29.4717 | 26.68 | 53.36 | 0.99999 | 0 | 7.48 | 0.12502 | 0 | 23.8883
46.5307 | 0 | 0 | 46.5307 | 26.8 | 53.6 | 0.99999 | 0 | 12.23 | 0.12502 | 0 | 7.0693
36.1329 | 0 | 0 | 36.1329 | 26.16 | 52.32 | 0.99999 | 0 | 12.23 | 0.12502 | 0 | 16.1871
26.3514 | 0 | 0 | 26.3514 | 26.32 | 52.64 | 0.99999 | 0 | 12.23 | 0.12502 | 0 | 26.2886
4.4604 | 0 | 0 | 4.4604 | 25.68 | 51.36 | 0.92796 | 0.19244 | 12.23 | 0.12502 | 0 | 46.7072
2.328 | 0 | 0 | 2.328 | 28.28 | 56.56 | 0.92796 | 0 | 7.48 | 0.12502 | 0 | 54.232
0 | 0 | 0 | 0 | 25.44 | 50.88 | 0.92796 | 0 | 7.48 | 0.12502 | 0 | 50.88
0 | 0 | 0 | 0 | 25.16 | 50.32 | 0.2 | 1.9448 | 7.48 | 0.12502 | 0 | 48.3752
0 | 0 | 0 | 0 | 25.04 | 50.08 | 0.2 | 0 | 7.48 | 0.10709 | 0 | 50.08
0 | 0 | 0 | 0 | 19 | 38 | 0.2 | 0 | 7.48 | 0.10709 | 0 | 38
0 | 0 | 0 | 0 | 16.12 | 32.24 | 0.2 | 0 | 7.48 | 0.10709 | 0 | 32.24
0 | 0 | 0 | 0 | 11.24 | 22.48 | 0.2 | 0 | 7.48 | 0.10709 | 0 | 22.48
0 | 0 | 0 | 0 | 9.12 | 18.24 | 0.2 | 0 | 7.48 | 0.10709 | 0 | 18.24
0 | 0 | 0 | 0 | 11.52 | 23.04 | 0.2 | 0 | 7.48 | 0.10709 | 0 | 23.04
0 | 0 | 0 | 0 | 12.08 | 24.16 | 0.2 | 0 | 7.48 | 0.10709 | 0 | 24.16
0 | 0 | 0 | 0 | 13.36 | 26.72 | 0.2 | 0 | 7.48 | 0.10709 | 0 | 26.72
0 | 0 | 0 | 0 | 14.96 | 29.92 | 0.2 | 0 | 7.48 | 0.10709 | 0 | 29.92
0 | 0 | 0 | 0 | 17.28 | 34.56 | 0.2 | 0 | 7.48 | 0.10709 | 0 | 34.56
4.8418 | 0 | 0 | 4.8418 | 24.56 | 49.12 | 0.2 | 0 | 7.48 | 0.10709 | 0 | 44.2781
23.4756 | 0 | 0 | 23.4756 | 26.52 | 53.04 | 0.2 | 0 | 7.48 | 0.10709 | 0 | 29.5644
42.8039 | 0 | 0 | 42.8039 | 28.4 | 56.8 | 0.2 | 0 | 7.48 | 0.10709 | 0 | 13.9961
56.9969 | 0 | 0 | 56.9969 | 28.76 | 57.52 | 0.2 | 0 | 7.48 | 0.10709 | 0 | 0.52309
65.7709 | 2.2546 | 4.1563 | 59.36 | 29.68 | 59.36 | 0.95833 | 0 | 7.48 | 0.12502 | 0 | 0
68.7641 | 0.12386 | 6.2402 | 62.4 | 31.2 | 62.4 | 0.99999 | 0 | 7.48 | 0.12502 | 0 | 0
68.1087 | 2.2546 | 0 | 65.8541 | 28.28 | 56.56 | 0.99999 | 2.0259 | 7.48 | 0.12502 | 0 | 0
63.1886 | 0 | 9.1886 | 54 | 27 | 54 | 0.99999 | 0 | 12.23 | 0.12502 | 0 | 0
53.7885 | 2.2546 | 0 | 51.5339 | 25.04 | 50.08 | 0.99999 | 2.0259 | 12.23 | 0.12502 | 0 | 0
39.8303 | 0 | 0 | 39.8303 | 23 | 46 | 0.99999 | 0 | 12.23 | 0.12502 | 0 | 6.1696
21.6758 | 0 | 0 | 21.6758 | 24 | 48 | 0.99999 | 0 | 12.23 | 0.12502 | 0 | 26.3242
4.5386 | 0 | 0 | 4.5386 | 25.36 | 50.72 | 0.99999 | 0 | 7.48 | 0.12502 | 0 | 46.1814
0 | 0 | 0 | 0 | 25.24 | 50.48 | 0.99999 | 0 | 7.48 | 0.12502 | 0 | 50.48
0 | 0 | 0 | 0 | 24.52 | 49.04 | 0.2 | 2.1372 | 7.48 | 0.12502 | 0 | 46.9028
0 | 0 | 0 | 0 | 25.56 | 51.12 | 0.2 | 0 | 7.48 | 0.10709 | 0 | 51.12
0 | 0 | 0 | 0 | 25.56 | 51.12 | 0.2 | 0 | 7.48 | 0.10709 | 0 | 51.12
0 | 0 | 0 | 0 | 21.88 | 43.76 | 0.2 | 0 | 7.48 | 0.10709 | 0 | 43.76
0 | 0 | 0 | 0 | 13.4 | 26.8 | 0.2 | 0 | 7.48 | 0.10709 | 0 | 26.8
0 | 0 | 0 | 0 | 11.6 | 23.2 | 0.2 | 0 | 7.48 | 0.10709 | 0 | 23.2
0 | 0 | 0 | 0 | 13.8 | 27.6 | 0.2 | 0 | 7.48 | 0.10709 | 0 | 27.6
0 | 0 | 0 | 0 | 20.68 | 41.36 | 0.2 | 0 | 7.48 | 0.10709 | 0 | 41.36
0 | 0 | 0 | 0 | 17.16 | 34.32 | 0.2 | 0 | 7.48 | 0.10709 | 0 | 34.32
0 | 0 | 0 | 0 | 13.72 | 27.44 | 0.2 | 0 | 7.48 | 0.10709 | 0 | 27.44
0 | 0 | 0 | 0 | 16.76 | 33.52 | 0.2 | 0 | 7.48 | 0.10709 | 0 | 33.52
4.431 | 0 | 0 | 4.431 | 25.2 | 50.4 | 0.2 | 0 | 7.48 | 0.10709 | 0 | 45.969
19.4457 | 0 | 0 | 19.4457 | 26.28 | 52.56 | 0.2 | 0 | 7.48 | 0.10709 | 0 | 33.1143
34.2255 | 0 | 0 | 34.2255 | 28.24 | 56.48 | 0.2 | 0 | 7.48 | 0.10709 | 0 | 22.2545
52.3507 | 0 | 0 | 52.3507 | 28.48 | 56.96 | 0.2 | 0 | 7.48 | 0.10709 | 0 | 4.6093
62.6702 | 2.2546 | 0.73557 | 59.68 | 29.84 | 59.68 | 0.95833 | 0 | 7.48 | 0.12502 | 0 | 0
66.71 | 0.12386 | 6.9861 | 59.6 | 29.8 | 59.6 | 0.99999 | 0 | 7.48 | 0.12502 | 0 | 0
68.3533 | 0 | 12.9133 | 55.44 | 27.72 | 55.44 | 0.99999 | 0 | 7.48 | 0.12502 | 0 | 0
64.9102 | 0 | 13.3102 | 51.6 | 25.8 | 51.6 | 0.99999 | 0 | 12.23 | 0.12502 | 0 | 0
56.1166 | 0 | 6.9966 | 49.12 | 24.56 | 49.12 | 0.99999 | 0 | 12.23 | 0.12502 | 0 | 0
41.0139 | 0 | 0 | 41.0139 | 24.6 | 49.2 | 0.99999 | 0 | 12.23 | 0.12502 | 0 | 8.1861
22.6247 | 0 | 0 | 22.6247 | 23.92 | 47.84 | 0.99999 | 0 | 12.23 | 0.12502 | 0 | 25.2153
4.7343 | 0 | 0 | 4.7343 | 24.2 | 48.4 | 0.99999 | 0 | 7.48 | 0.12502 | 0 | 43.6657
0 | 0 | 0 | 0 | 25 | 50 | 0.99999 | 0 | 7.48 | 0.12502 | 0 | 50
0 | 0 | 0 | 0 | 25.84 | 51.68 | 0.2 | 2.1372 | 7.48 | 0.12502 | 0 | 49.5428
0 | 0 | 0 | 0 | 27.08 | 54.16 | 0.2 | 0 | 7.48 | 0.10709 | 0 | 54.16
0 | 0 | 0 | 0 | 24.68 | 49.36 | 0.2 | 0 | 7.48 | 0.10709 | 0 | 49.36
0 | 0 | 0 | 0 | 16.96 | 33.92 | 0.2 | 0 | 7.48 | 0.10709 | 0 | 33.92
0 | 0 | 0 | 0 | 11.52 | 23.04 | 0.2 | 0 | 7.48 | 0.10709 | 0 | 23.04
0 | 0 | 0 | 0 | 9.8 | 19.6 | 0.2 | 0 | 7.48 | 0.10709 | 0 | 19.6
0 | 0 | 0 | 0 | 11.68 | 23.36 | 0.2 | 0 | 7.48 | 0.10709 | 0 | 23.36
0 | 0 | 0 | 0 | 11.64 | 23.28 | 0.2 | 0 | 7.48 | 0.10709 | 0 | 23.28
0 | 0 | 0 | 0 | 12.76 | 25.52 | 0.2 | 0 | 7.48 | 0.10709 | 0 | 25.52
0 | 0 | 0 | 0 | 14.48 | 28.96 | 0.2 | 0 | 7.48 | 0.10709 | 0 | 28.96
0 | 0 | 0 | 0 | 17.48 | 34.96 | 0.2 | 0 | 7.48 | 0.10709 | 0 | 34.96
5.2918 | 0 | 0 | 5.2918 | 23.72 | 47.44 | 0.2 | 0 | 7.48 | 0.10709 | 0 | 42.1482
8.5784 | 0 | 0 | 8.5784 | 26.24 | 52.48 | 0.2 | 0 | 7.48 | 0.10709 | 0 | 43.9016
8.1284 | 0 | 0 | 8.1284 | 29.6 | 59.2 | 0.2 | 0 | 7.48 | 0.10709 | 0 | 51.0716
14.5353 | 0 | 0 | 14.5353 | 28.32 | 56.64 | 0.2 | 0 | 7.48 | 0.10709 | 0 | 42.1047
28.7185 | 0 | 0 | 28.7185 | 30.24 | 60.48 | 0.2 | 0 | 7.48 | 0.10709 | 0 | 31.7615
29.9314 | 0 | 0 | 29.9314 | 32.4 | 64.8 | 0.2 | 0 | 7.48 | 0.10709 | 0 | 34.8686
40.9552 | 0 | 0 | 40.9552 | 28 | 56 | 0.2 | 0 | 7.48 | 0.10709 | 0 | 15.0448
49.4945 | 0 | 0 | 49.4945 | 26.28 | 52.56 | 0.2 | 0 | 7.48 | 0.10709 | 0 | 3.0655
55.8134 | 2.2546 | 2.4387 | 51.12 | 25.56 | 51.12 | 0.95833 | 0 | 7.48 | 0.10709 | 0 | 0
40.9161 | 0 | 0 | 40.9161 | 25.48 | 50.96 | 0.95833 | 0 | 7.48 | 0.10709 | 0 | 10.0439
22.3606 | 0 | 0 | 22.3606 | 24.72 | 49.44 | 0.95833 | 0 | 7.48 | 0.10709 | 0 | 27.0794
4.9494 | 0 | 0 | 4.9494 | 25.6 | 51.2 | 0.95833 | 0 | 7.48 | 0.10709 | 0 | 46.2506
0 | 0 | 0 | 0 | 27.48 | 54.96 | 0.95833 | 0 | 7.48 | 0.10709 | 0 | 54.96
0 | 0 | 0 | 0 | 26.44 | 52.88 | 0.95833 | 0 | 7.48 | 0.10709 | 0 | 52.88
0 | 0 | 0 | 0 | 25.64 | 51.28 | 0.95833 | 0 | 7.48 | 0.10709 | 0 | 51.28
0 | 0 | 0 | 0 | 20.24 | 40.48 | 0.95833 | 0 | 7.48 | 0.10709 | 0 | 40.48
0 | 0 | 0 | 0 | 19.92 | 39.84 | 0.95833 | 0 | 7.48 | 0.10709 | 0 | 39.84
0 | 0 | 0 | 0 | 13.52 | 27.04 | 0.95833 | 0 | 7.48 | 0.10709 | 0 | 27.04
0 | 0 | 0 | 0 | 10.16 | 20.32 | 0.95833 | 0 | 7.48 | 0.10709 | 0 | 20.32
0 | 0 | 0 | 0 | 9.6 | 19.2 | 0.95833 | 0 | 7.48 | 0.10709 | 0 | 19.2
0 | 0 | 0 | 0 | 12.32 | 24.64 | 0.95833 | 0 | 7.48 | 0.10709 | 0 | 24.64
0 | 0 | 0 | 0 | 13.84 | 27.68 | 0.95833 | 0 | 7.48 | 0.10709 | 0 | 27.68
0 | 0 | 0 | 0 | 16.12 | 32.24 | 0.95833 | 0 | 7.48 | 0.10709 | 0 | 32.24
0 | 0 | 0 | 0 | 16.76 | 33.52 | 0.95833 | 0 | 7.48 | 0.10709 | 0 | 33.52
0.93903 | 0 | 0 | 0.93903 | 18.24 | 36.48 | 0.95833 | 0 | 7.48 | 0.10709 | 0 | 35.541
7.0525 | 0 | 0 | 7.0525 | 24.68 | 49.36 | 0.95833 | 0 | 7.48 | 0.10709 | 0 | 42.3075
40.0358 | 0 | 0 | 40.0358 | 24.68 | 49.36 | 0.2 | 2.0259 | 7.48 | 0.10709 | 0 | 7.2983
53.5049 | 2.2546 | 2.6103 | 48.64 | 24.32 | 48.64 | 0.95833 | 0 | 7.48 | 0.10709 | 0 | 0
62.9246 | 0.12386 | 18.7207 | 44.08 | 22.04 | 44.08 | 0.99999 | 0 | 7.48 | 0.10709 | 0 | 0
59.276 | 0 | 11.916 | 47.36 | 23.68 | 47.36 | 0.99999 | 0 | 7.48 | 0.10709 | 0 | 0
58.9532 | 2.2546 | 0 | 56.6986 | 23.32 | 46.64 | 0.99999 | 2.0259 | 7.48 | 0.10709 | 0 | 0
56.1459 | 2.2546 | 0 | 53.8913 | 23.88 | 47.76 | 0.99999 | 2.0259 | 7.48 | 0.10709 | 0 | 0
48.3305 | 0 | 2.4105 | 45.92 | 22.96 | 45.92 | 0.99999 | 0 | 7.48 | 0.10709 | 0 | 0
40.5444 | 0 | 0 | 40.5444 | 22.76 | 45.52 | 0.99999 | 0 | 7.48 | 0.10709 | 0 | 4.9756
12.7355 | 0 | 0 | 12.7355 | 22.12 | 44.24 | 0.99999 | 0 | 7.48 | 0.10709 | 0 | 31.5045
5.0277 | 0 | 0 | 5.0277 | 23.32 | 46.64 | 0.99999 | 0 | 7.48 | 0.10709 | 0 | 41.6123
0 | 0 | 0 | 0 | 22.12 | 44.24 | 0.99999 | 0 | 7.48 | 0.10709 | 0 | 44.24
0 | 0 | 0 | 0 | 21.16 | 42.32 | 0.99999 | 0 | 7.48 | 0.10709 | 0 | 42.32
0 | 0 | 0 | 0 | 22.92 | 45.84 | 0.99999 | 0 | 7.48 | 0.10709 | 0 | 45.84
0 | 0 | 0 | 0 | 22.84 | 45.68 | 0.99999 | 0 | 7.48 | 0.10709 | 0 | 45.68
0 | 0 | 0 | 0 | 22.8 | 45.6 | 0.99999 | 0 | 7.48 | 0.10709 | 0 | 45.6
0 | 0 | 0 | 0 | 19.2 | 38.4 | 0.99999 | 0 | 7.48 | 0.10709 | 0 | 38.4
0 | 0 | 0 | 0 | 17.04 | 34.08 | 0.99999 | 0 | 7.48 | 0.10709 | 0 | 34.08
0 | 0 | 0 | 0 | 15.04 | 30.08 | 0.99999 | 0 | 7.48 | 0.10709 | 0 | 30.08
0 | 0 | 0 | 0 | 16.64 | 33.28 | 0.99999 | 0 | 7.48 | 0.10709 | 0 | 33.28
0 | 0 | 0 | 0 | 18.2 | 36.4 | 0.99999 | 0 | 7.48 | 0.10709 | 0 | 36.4
0 | 0 | 0 | 0 | 20.4 | 40.8 | 0.99999 | 0 | 7.48 | 0.10709 | 0 | 40.8
0 | 0 | 0 | 0 | 18.96 | 37.92 | 0.99999 | 0 | 7.48 | 0.10709 | 0 | 37.92
0 | 0 | 0 | 0 | 16.76 | 33.52 | 0.99999 | 0 | 7.48 | 0.10709 | 0 | 33.52
1.1933 | 0 | 0 | 1.1933 | 19.2 | 38.4 | 0.99999 | 0 | 7.48 | 0.10709 | 0 | 37.2067
9.4979 | 0 | 0 | 9.4979 | 23.76 | 47.52 | 0.99999 | 0 | 7.48 | 0.10709 | 0 | 38.0221
9.2827 | 0 | 0 | 9.2827 | 23.56 | 47.12 | 0.99999 | 0 | 7.48 | 0.10709 | 0 | 37.8373
19.9934 | 0 | 0 | 19.9934 | 24.76 | 49.52 | 0.99999 | 0 | 7.48 | 0.12502 | 0 | 29.5266
21.265 | 0 | 0 | 21.265 | 24.24 | 48.48 | 0.99999 | 0 | 7.48 | 0.12502 | 0 | 27.215
12.6084 | 0 | 0 | 12.6084 | 24.56 | 49.12 | 0.99999 | 0 | 7.48 | 0.12502 | 0 | 36.5116
24.7375 | 0 | 0 | 24.7375 | 24.6 | 49.2 | 0.99999 | 0 | 12.23 | 0.12502 | 0 | 24.4625
26.1167 | 0 | 0 | 26.1167 | 23.32 | 46.64 | 0.99999 | 0 | 12.23 | 0.12502 | 0 | 20.5233
19.0251 | 0 | 0 | 19.0251 | 23.32 | 46.64 | 0.99999 | 0 | 12.23 | 0.12502 | 0 | 27.6149
7.8741 | 0 | 0 | 7.8741 | 23.9 | 47.8 | 0.99999 | 0 | 12.23 | 0.12502 | 0 | 39.9259
5.3505 | 0 | 0 | 5.3505 | 23.16 | 46.32 | 0.99999 | 0 | 7.48 | 0.12502 | 0 | 40.9695
0 | 0 | 0 | 0 | 22.26 | 44.52 | 0.99999 | 0 | 7.48 | 0.12502 | 0 | 44.52
0 | 0 | 0 | 0 | 21.56 | 43.12 | 0.2 | 2.1372 | 7.48 | 0.12502 | 0 | 40.9828
0 | 0 | 0 | 0 | 21.32 | 42.64 | 0.2 | 0 | 7.48 | 0.10709 | 0 | 42.64
0 | 0 | 0 | 0 | 23.44 | 46.88 | 0.2 | 0 | 7.48 | 0.10709 | 0 | 46.88
0 | 0 | 0 | 0 | 22.96 | 45.92 | 0.2 | 0 | 7.48 | 0.10709 | 0 | 45.92
0 | 0 | 0 | 0 | 17.68 | 35.36 | 0.2 | 0 | 7.48 | 0.10709 | 0 | 35.36
0 | 0 | 0 | 0 | 16.04 | 32.08 | 0.2 | 0 | 7.48 | 0.10709 | 0 | 32.08
0 | 0 | 0 | 0 | 15.16 | 30.32 | 0.2 | 0 | 7.48 | 0.10709 | 0 | 30.32
0 | 0 | 0 | 0 | 13.56 | 27.12 | 0.2 | 0 | 7.48 | 0.10709 | 0 | 27.12
0 | 0 | 0 | 0 | 14.04 | 28.08 | 0.2 | 0 | 7.48 | 0.10709 | 0 | 28.08
0 | 0 | 0 | 0 | 15.6 | 31.2 | 0.2 | 0 | 7.48 | 0.10709 | 0 | 31.2
0 | 0 | 0 | 0 | 17.44 | 34.88 | 0.2 | 0 | 7.48 | 0.10709 | 0 | 34.88
6.4754 | 0 | 0 | 6.4754 | 23.84 | 47.68 | 0.2 | 0 | 7.48 | 0.10709 | 0 | 41.2046
26.3612 | 0 | 0 | 26.3612 | 25.2 | 50.4 | 0.2 | 0 | 7.48 | 0.10709 | 0 | 24.0388
46.7948 | 0 | 0 | 46.7948 | 28.88 | 57.76 | 0.2 | 0 | 7.48 | 0.10709 | 0 | 10.9652
62.3768 | 2.2546 | 3.0821 | 57.04 | 28.52 | 57.04 | 0.95833 | 0 | 7.48 | 0.10709 | 0 | 0
64.5776 | 0.12386 | 1.6537 | 62.8 | 31.4 | 62.8 | 0.99999 | 0 | 7.48 | 0.12502 | 0 | 0
1.9465 | 0 | 0 | 1.9465 | 33.44 | 66.88 | 0.2 | 2.1372 | 7.48 | 0.12502 | 0 | 62.7963
69.4586 | 2.2546 | 9.3639 | 57.84 | 28.92 | 57.84 | 0.95833 | 0 | 7.48 | 0.12502 | 0 | 0
73.7136 | 0.12386 | 22.7097 | 50.88 | 25.44 | 50.88 | 0.99999 | 0 | 12.23 | 0.12502 | 0 | 0
62.5626 | 0 | 14.4826 | 48.08 | 24.04 | 48.08 | 0.99999 | 0 | 12.23 | 0.12502 | 0 | 0
46.0514 | 0 | 0 | 46.0514 | 23.32 | 46.64 | 0.99999 | 0 | 12.23 | 0.12502 | 0 | 0.58861
25.5885 | 0 | 0 | 25.5885 | 23.04 | 46.08 | 0.99999 | 0 | 12.23 | 0.12502 | 0 | 20.4915
5.7907 | 0 | 0 | 5.7907 | 23.36 | 46.72 | 0.99999 | 0 | 7.48 | 0.12502 | 0 | 40.9293
0 | 0 | 0 | 0 | 26.56 | 53.12 | 0.99999 | 0 | 7.48 | 0.12502 | 0 | 53.12
0 | 0 | 0 | 0 | 26.36 | 52.72 | 0.2 | 2.1372 | 7.48 | 0.12502 | 0 | 50.5828
0 | 0 | 0 | 0 | 25.52 | 51.04 | 0.2 | 0 | 7.48 | 0.10709 | 0 | 51.04
0 | 0 | 0 | 0 | 25.48 | 50.96 | 0.2 | 0 | 7.48 | 0.10709 | 0 | 50.96
0 | 0 | 0 | 0 | 17.88 | 35.76 | 0.2 | 0 | 7.48 | 0.10709 | 0 | 35.76
0 | 0 | 0 | 0 | 12.04 | 24.08 | 0.2 | 0 | 7.48 | 0.10709 | 0 | 24.08
0 | 0 | 0 | 0 | 10.4 | 20.8 | 0.2 | 0 | 7.48 | 0.10709 | 0 | 20.8
0 | 0 | 0 | 0 | 11.88 | 23.76 | 0.2 | 0 | 7.48 | 0.10709 | 0 | 23.76
0 | 0 | 0 | 0 | 13.56 | 27.12 | 0.2 | 0 | 7.48 | 0.10709 | 0 | 27.12
0 | 0 | 0 | 0 | 14 | 28 | 0.2 | 0 | 7.48 | 0.10709 | 0 | 28
0 | 0 | 0 | 0 | 15.64 | 31.28 | 0.2 | 0 | 7.48 | 0.10709 | 0 | 31.28
0 | 0 | 0 | 0 | 19.32 | 38.64 | 0.2 | 0 | 7.48 | 0.10709 | 0 | 38.64
6.9155 | 0 | 0 | 6.9155 | 25.32 | 50.64 | 0.2 | 0 | 7.48 | 0.10709 | 0 | 43.7245
27.1437 | 0 | 0 | 27.1437 | 25.44 | 50.88 | 0.2 | 0 | 7.48 | 0.10709 | 0 | 23.7363
46.8046 | 0 | 0 | 46.8046 | 27.28 | 54.56 | 0.2 | 0 | 7.48 | 0.10709 | 0 | 7.7554
60.5183 | 2.2546 | 1.3836 | 56.88 | 28.44 | 56.88 | 0.95833 | 0 | 7.48 | 0.10709 | 0 | 0
69.8694 | 0.12386 | 5.7455 | 64 | 32 | 64 | 0.99999 | 0 | 7.48 | 0.12502 | 0 | 0
73.9287 | 2.2546 | 0 | 71.6741 | 30.92 | 61.84 | 0.99999 | 2.0259 | 7.48 | 0.12502 | 0 | 0
73.1266 | 0 | 16.9666 | 56.16 | 28.08 | 56.16 | 0.99999 | 0 | 7.48 | 0.12502 | 0 | 0
67.6294 | 0 | 15.2294 | 52.4 | 26.2 | 52.4 | 0.99999 | 0 | 12.23 | 0.12502 | 0 | 0
57.9555 | 0 | 9.1555 | 48.8 | 24.4 | 48.8 | 0.99999 | 0 | 12.23 | 0.12502 | 0 | 0
43.1854 | 0 | 0 | 43.1854 | 25 | 50 | 0.99999 | 0 | 12.23 | 0.12502 | 0 | 6.8146
24.3755 | 0 | 0 | 24.3755 | 25.64 | 51.28 | 0.99999 | 0 | 12.23 | 0.12502 | 0 | 26.9045
5.6635 | 0 | 0 | 5.6635 | 25.28 | 50.56 | 0.99999 | 0 | 7.48 | 0.12502 | 0 | 44.8965
0 | 0 | 0 | 0 | 24.68 | 49.36 | 0.99999 | 0 | 7.48 | 0.12502 | 0 | 49.36
0 | 0 | 0 | 0 | 23.72 | 47.44 | 0.2 | 2.1372 | 7.48 | 0.12502 | 0 | 45.3028
0 | 0 | 0 | 0 | 24.12 | 48.24 | 0.2 | 0 | 7.48 | 0.10709 | 0 | 48.24
0 | 0 | 0 | 0 | 18.48 | 36.96 | 0.2 | 0 | 7.48 | 0.10709 | 0 | 36.96
0 | 0 | 0 | 0 | 18 | 36 | 0.2 | 0 | 7.48 | 0.10709 | 0 | 36
0 | 0 | 0 | 0 | 12.68 | 25.36 | 0.2 | 0 | 7.48 | 0.10709 | 0 | 25.36
0 | 0 | 0 | 0 | 11.08 | 22.16 | 0.2 | 0 | 7.48 | 0.10709 | 0 | 22.16
0 | 0 | 0 | 0 | 13.6 | 27.2 | 0.2 | 0 | 7.48 | 0.10709 | 0 | 27.2
0 | 0 | 0 | 0 | 19.1133 | 38.2267 | 0.2 | 0 | 7.48 | 0.10709 | 0 | 38.2267
0 | 0 | 0 | 0 | 16.8667 | 33.7334 | 0.2 | 0 | 7.48 | 0.10709 | 0 | 33.7334
0 | 0 | 0 | 0 | 15.2 | 30.4 | 0.2 | 0 | 7.48 | 0.10709 | 0 | 30.4
0 | 0 | 0 | 0 | 18.04 | 36.08 | 0.2 | 0 | 7.48 | 0.10709 | 0 | 36.08
5.0962 | 0 | 0 | 5.0962 | 24.76 | 49.52 | 0.2 | 0 | 7.48 | 0.10709 | 0 | 44.4238
27.0948 | 0 | 0 | 27.0948 | 26.8 | 53.6 | 0.2 | 0 | 7.48 | 0.10709 | 0 | 26.5052
45.846 | 0 | 0 | 45.846 | 26.12 | 52.24 | 0.2 | 0 | 7.48 | 0.10709 | 0 | 6.394
58.3565 | 2.2546 | 1.3819 | 54.72 | 27.36 | 54.72 | 0.95833 | 0 | 7.48 | 0.10709 | 0 | 0
66.6904 | 0.12386 | 11.3665 | 55.2 | 27.6 | 55.2 | 0.99999 | 0 | 7.48 | 0.12502 | 0 | 0
70.3193 | 2.2546 | 0 | 68.0647 | 30.52 | 61.04 | 0.99999 | 2.0259 | 7.48 | 0.12502 | 0 | 0
71.9039 | 2.2546 | 0 | 69.6493 | 29.08 | 58.16 | 0.99999 | 2.0259 | 7.48 | 0.12502 | 0 | 0
67.023 | 0 | 12.943 | 54.08 | 27.04 | 54.08 | 0.99999 | 0 | 12.23 | 0.12502 | 0 | 0
58.1218 | 2.2546 | 0 | 55.8672 | 27.28 | 54.56 | 0.99999 | 2.0259 | 12.23 | 0.12502 | 0 | 0
43.3321 | 0 | 0 | 43.3321 | 25.28 | 50.56 | 0.99999 | 0 | 12.23 | 0.12502 | 0 | 7.2279
24.2973 | 0 | 0 | 24.2973 | 23.32 | 46.64 | 0.99999 | 0 | 12.23 | 0.12502 | 0 | 22.3427
5.6635 | 0 | 0 | 5.6635 | 25.24 | 50.48 | 0.99999 | 0 | 7.48 | 0.12502 | 0 | 44.8165
0 | 0 | 0 | 0 | 25 | 50 | 0.99999 | 0 | 7.48 | 0.12502 | 0 | 50
0 | 0 | 0 | 0 | 24.32 | 48.64 | 0.2 | 2.1372 | 7.48 | 0.12502 | 0 | 46.5028
0 | 0 | 0 | 0 | 25.32 | 50.64 | 0.2 | 0 | 7.48 | 0.10709 | 0 | 50.64
0 | 0 | 0 | 0 | 20.24 | 40.48 | 0.2 | 0 | 7.48 | 0.10709 | 0 | 40.48
0 | 0 | 0 | 0 | 17.48 | 34.96 | 0.2 | 0 | 7.48 | 0.10709 | 0 | 34.96
0 | 0 | 0 | 0 | 12.12 | 24.24 | 0.2 | 0 | 7.48 | 0.10709 | 0 | 24.24
0 | 0 | 0 | 0 | 10.4 | 20.8 | 0.2 | 0 | 7.48 | 0.10709 | 0 | 20.8
0 | 0 | 0 | 0 | 11.92 | 23.84 | 0.2 | 0 | 7.48 | 0.10709 | 0 | 23.84
0 | 0 | 0 | 0 | 12.24 | 24.48 | 0.2 | 0 | 7.48 | 0.10709 | 0 | 24.48
0 | 0 | 0 | 0 | 13.76 | 27.52 | 0.2 | 0 | 7.48 | 0.10709 | 0 | 27.52
0 | 0 | 0 | 0 | 15.48 | 30.96 | 0.2 | 0 | 7.48 | 0.10709 | 0 | 30.96
0 | 0 | 0 | 0 | 18.88 | 37.76 | 0.2 | 0 | 7.48 | 0.10709 | 0 | 37.76
7.1894 | 0 | 0 | 7.1894 | 25.28 | 50.56 | 0.2 | 0 | 7.48 | 0.10709 | 0 | 43.3706
26.3905 | 0 | 0 | 26.3905 | 26 | 52 | 0.2 | 0 | 7.48 | 0.10709 | 0 | 25.6095
44.144 | 0 | 0 | 44.144 | 28.48 | 56.96 | 0.2 | 0 | 7.48 | 0.10709 | 0 | 12.816
57.3001 | 0 | 0 | 57.3001 | 31.32 | 62.64 | 0.2 | 0 | 7.48 | 0.10709 | 0 | 5.3399
65.5166 | 2.2546 | 7.982 | 55.28 | 27.64 | 55.28 | 0.95833 | 0 | 7.48 | 0.12502 | 0 | 0
69.1163 | 0.12386 | 12.2724 | 56.72 | 28.36 | 56.72 | 0.99999 | 0 | 7.48 | 0.12502 | 0 | 0
70.3096 | 0 | 14.9496 | 55.36 | 27.68 | 55.36 | 0.99999 | 0 | 7.48 | 0.12502 | 0 | 0
67.1403 | 0 | 14.3403 | 52.8 | 26.4 | 52.8 | 0.99999 | 0 | 12.23 | 0.12502 | 0 | 0
57.5838 | 2.2546 | 0 | 55.3292 | 25.92 | 51.84 | 0.99999 | 2.0259 | 12.23 | 0.12502 | 0 | 0
43.0876 | 0 | 0 | 43.0876 | 25.12 | 50.24 | 0.99999 | 0 | 12.23 | 0.12502 | 0 | 7.1524
24.2679 | 0 | 0 | 24.2679 | 24.48 | 48.96 | 0.99999 | 0 | 12.23 | 0.12502 | 0 | 24.6921
5.7711 | 0 | 0 | 5.7711 | 25.72 | 51.44 | 0.99999 | 0 | 7.48 | 0.12502 | 0 | 45.6689
0 | 0 | 0 | 0 | 26.2 | 52.4 | 0.99999 | 0 | 7.48 | 0.12502 | 0 | 52.4
0 | 0 | 0 | 0 | 24.72 | 49.44 | 0.2 | 2.1372 | 7.48 | 0.12502 | 0 | 47.3028
0 | 0 | 0 | 0 | 24.7333 | 49.4667 | 0.2 | 0 | 7.48 | 0.10709 | 0 | 49.4667
0 | 0 | 0 | 0 | 21.2267 | 42.4534 | 0.2 | 0 | 7.48 | 0.10709 | 0 | 42.4534
0 | 0 | 0 | 0 | 17.24 | 34.48 | 0.2 | 0 | 7.48 | 0.10709 | 0 | 34.48
0 | 0 | 0 | 0 | 11.92 | 23.84 | 0.2 | 0 | 7.48 | 0.10709 | 0 | 23.84
0 | 0 | 0 | 0 | 10.08 | 20.16 | 0.2 | 0 | 7.48 | 0.10709 | 0 | 20.16
0 | 0 | 0 | 0 | 12.08 | 24.16 | 0.2 | 0 | 7.48 | 0.10709 | 0 | 24.16
0 | 0 | 0 | 0 | 13.24 | 26.48 | 0.2 | 0 | 7.48 | 0.10709 | 0 | 26.48
0 | 0 | 0 | 0 | 14.2 | 28.4 | 0.2 | 0 | 7.48 | 0.10709 | 0 | 28.4
0 | 0 | 0 | 0 | 15.88 | 31.76 | 0.2 | 0 | 7.48 | 0.10709 | 0 | 31.76
0 | 0 | 0 | 0 | 18.36 | 36.72 | 0.2 | 0 | 7.48 | 0.10709 | 0 | 36.72
7.2579 | 0 | 0 | 7.2579 | 25.36 | 50.72 | 0.2 | 0 | 7.48 | 0.10709 | 0 | 43.4621
25.6374 | 0 | 0 | 25.6374 | 26.72 | 53.44 | 0.2 | 0 | 7.48 | 0.10709 | 0 | 27.8026
42.53 | 0 | 0 | 42.53 | 28.24 | 56.48 | 0.2 | 0 | 7.48 | 0.10709 | 0 | 13.95
54.8059 | 0 | 0 | 54.8059 | 28 | 56 | 0.2 | 0 | 7.48 | 0.10709 | 0 | 1.1942
64.9395 | 0 | 0 | 64.9395 | 32.88 | 65.76 | 0.2 | 0 | 7.48 | 0.10709 | 0 | 0.82049
70.4856 | 2.2546 | 8.711 | 59.52 | 29.76 | 59.52 | 0.95833 | 0 | 7.48 | 0.10709 | 0 | 0
69.8009 | 2.2546 | 0 | 67.5463 | 29.12 | 58.24 | 0.99999 | 1.9146 | 7.48 | 0.10709 | 0 | 0
66.5437 | 0 | 9.9037 | 56.64 | 28.32 | 56.64 | 0.99999 | 0 | 7.48 | 0.10709 | 0 | 0
57.1045 | 0 | 0 | 57.1045 | 29.44 | 58.88 | 0.99999 | 0 | 7.48 | 0.10709 | 0 | 1.7755
42.3051 | 0 | 0 | 42.3051 | 27.24 | 54.48 | 0.99999 | 0 | 7.48 | 0.10709 | 0 | 12.1749
24.8059 | 0 | 0 | 24.8059 | 25.8 | 51.6 | 0.99999 | 0 | 7.48 | 0.10709 | 0 | 26.7941
6.0939 | 0 | 0 | 6.0939 | 25.76 | 51.52 | 0.99999 | 0 | 7.48 | 0.10709 | 0 | 45.4261
0 | 0 | 0 | 0 | 26 | 52 | 0.99999 | 0 | 7.48 | 0.10709 | 0 | 52
0 | 0 | 0 | 0 | 26.32 | 52.64 | 0.99999 | 0 | 7.48 | 0.10709 | 0 | 52.64
0 | 0 | 0 | 0 | 25.4 | 50.8 | 0.99999 | 0 | 7.48 | 0.10709 | 0 | 50.8
0 | 0 | 0 | 0 | 20.28 | 40.56 | 0.99999 | 0 | 7.48 | 0.10709 | 0 | 40.56
0 | 0 | 0 | 0 | 18.96 | 37.92 | 0.99999 | 0 | 7.48 | 0.10709 | 0 | 37.92
0 | 0 | 0 | 0 | 11.24 | 22.48 | 0.99999 | 0 | 7.48 | 0.10709 | 0 | 22.48
0 | 0 | 0 | 0 | 9.52 | 19.04 | 0.99999 | 0 | 7.48 | 0.10709 | 0 | 19.04
0 | 0 | 0 | 0 | 9.44 | 18.88 | 0.99999 | 0 | 7.48 | 0.10709 | 0 | 18.88
0 | 0 | 0 | 0 | 11.88 | 23.76 | 0.99999 | 0 | 7.48 | 0.10709 | 0 | 23.76
0 | 0 | 0 | 0 | 13.64 | 27.28 | 0.99999 | 0 | 7.48 | 0.10709 | 0 | 27.28
0 | 0 | 0 | 0 | 15.56 | 31.12 | 0.99999 | 0 | 7.48 | 0.10709 | 0 | 31.12
0 | 0 | 0 | 0 | 16.44 | 32.88 | 0.99999 | 0 | 7.48 | 0.10709 | 0 | 32.88
8.1871 | 0 | 0 | 8.1871 | 16.08 | 32.16 | 0.99999 | 0 | 7.48 | 0.10709 | 0 | 23.9729
28.1121 | 0 | 0 | 28.1121 | 24.6 | 49.2 | 0.2 | 2.1372 | 7.48 | 0.10709 | 0 | 18.9507
47.1958 | 0.23583 | 0 | 46.96 | 23.48 | 46.96 | 0.27932 | 0 | 7.48 | 0.10709 | 0 | 0
60.7042 | 2.1427 | 10.0015 | 48.56 | 24.28 | 48.56 | 0.99999 | 0 | 7.48 | 0.10709 | 0 | 0
69.6542 | 0 | 25.5742 | 44.08 | 22.04 | 44.08 | 0.99999 | 0 | 7.48 | 0.10709 | 0 | 0
72.1582 | 2.2546 | 0 | 69.9036 | 22.6 | 45.2 | 0.99999 | 2.0259 | 7.48 | 0.10709 | 0 | 0
71.1899 | 2.2546 | 0 | 68.9353 | 22.56 | 45.12 | 0.99999 | 2.0259 | 7.48 | 0.10709 | 0 | 0
66.26 | 0 | 20.58 | 45.68 | 22.84 | 45.68 | 0.99999 | 0 | 7.48 | 0.10709 | 0 | 0
56.6839 | 2.2546 | 0 | 54.4293 | 23.8 | 47.6 | 0.99999 | 2.0259 | 7.48 | 0.10709 | 0 | 0
42.4127 | 0 | 0 | 42.4127 | 23.56 | 47.12 | 0.99999 | 0 | 7.48 | 0.10709 | 0 | 4.7073
24.043 | 0 | 0 | 24.043 | 23.92 | 47.84 | 0.99999 | 0 | 7.48 | 0.10709 | 0 | 23.797
6.0352 | 0 | 0 | 6.0352 | 25.72 | 51.44 | 0.99999 | 0 | 7.48 | 0.10709 | 0 | 45.4048
0 | 0 | 0 | 0 | 23.4 | 46.8 | 0.99999 | 0 | 7.48 | 0.10709 | 0 | 46.8
0 | 0 | 0 | 0 | 23 | 46 | 0.99999 | 0 | 7.48 | 0.10709 | 0 | 46
0 | 0 | 0 | 0 | 23.04 | 46.08 | 0.99999 | 0 | 7.48 | 0.10709 | 0 | 46.08
0 | 0 | 0 | 0 | 23.84 | 47.68 | 0.99999 | 0 | 7.48 | 0.10709 | 0 | 47.68
0 | 0 | 0 | 0 | 20.84 | 41.68 | 0.99999 | 0 | 7.48 | 0.10709 | 0 | 41.68
0 | 0 | 0 | 0 | 14 | 28 | 0.99999 | 0 | 7.48 | 0.10709 | 0 | 28
0 | 0 | 0 | 0 | 10.32 | 20.64 | 0.99999 | 0 | 7.48 | 0.10709 | 0 | 20.64
0 | 0 | 0 | 0 | 10 | 20 | 0.99999 | 0 | 7.48 | 0.10709 | 0 | 20
0 | 0 | 0 | 0 | 12.8 | 25.6 | 0.99999 | 0 | 7.48 | 0.10709 | 0 | 25.6
0 | 0 | 0 | 0 | 15.04 | 30.08 | 0.99999 | 0 | 7.48 | 0.10709 | 0 | 30.08
0 | 0 | 0 | 0 | 21.56 | 43.12 | 0.99999 | 0 | 7.48 | 0.10709 | 0 | 43.12
0 | 0 | 0 | 0 | 19.12 | 38.24 | 0.99999 | 0 | 7.48 | 0.10709 | 0 | 38.24
6.2015 | 0 | 0 | 6.2015 | 17.44 | 34.88 | 0.99999 | 0 | 7.48 | 0.10709 | 0 | 28.6785
26.8992 | 0 | 0 | 26.8992 | 18.64 | 37.28 | 0.88375 | 0.31056 | 7.48 | 0.10709 | 0 | 10.0703
44.1733 | 0 | 0 | 44.1733 | 23 | 46 | 0.2 | 1.8267 | 7.48 | 0.10709 | 0 | 0
54.708 | 2.2546 | 5.8134 | 46.64 | 23.32 | 46.64 | 0.95833 | 0 | 7.48 | 0.10709 | 0 | 0
62.455 | 0.12386 | 15.8511 | 46.48 | 23.24 | 46.48 | 0.99999 | 0 | 7.48 | 0.12502 | 0 | 0
68.0598 | 0 | 20.7798 | 47.28 | 23.64 | 47.28 | 0.99999 | 0 | 7.48 | 0.12502 | 0 | 0
69.439 | 0 | 23.279 | 46.16 | 23.08 | 46.16 | 0.99999 | 0 | 7.48 | 0.12502 | 0 | 0
65.1156 | 0 | 18.2356 | 46.88 | 23.44 | 46.88 | 0.99999 | 0 | 12.23 | 0.12502 | 0 | 0
56.7426 | 0 | 9.3826 | 47.36 | 23.68 | 47.36 | 0.99999 | 0 | 12.23 | 0.12502 | 0 | 0
42.5007 | 0 | 0 | 42.5007 | 23.72 | 47.44 | 0.99999 | 0 | 12.23 | 0.12502 | 0 | 4.9393
23.7984 | 0 | 0 | 23.7984 | 23.6 | 47.2 | 0.99999 | 0 | 12.23 | 0.12502 | 0 | 23.4016
6.0156 | 0 | 0 | 6.0156 | 21.96 | 43.92 | 0.99999 | 0 | 7.48 | 0.12502 | 0 | 37.9044
0 | 0 | 0 | 0 | 21.4 | 42.8 | 0.99999 | 0 | 7.48 | 0.12502 | 0 | 42.8
0 | 0 | 0 | 0 | 20.36 | 40.72 | 0.2 | 2.1372 | 7.48 | 0.12502 | 0 | 38.5828
0 | 0 | 0 | 0 | 21.32 | 42.64 | 0.95833 | 0 | 7.48 | 0.10709 | 2.2546 | 42.64
0 | 0 | 0 | 0 | 22.96 | 45.92 | 0.99999 | 0 | 7.48 | 0.10709 | 0.12386 | 45.92
0 | 0 | 0 | 0 | 23.24 | 46.48 | 0.99999 | 0 | 7.48 | 0.10709 | 0 | 46.48
0 | 0 | 0 | 0 | 17.88 | 35.76 | 0.99999 | 0 | 7.48 | 0.10709 | 0 | 35.76
0 | 0 | 0 | 0 | 16.04 | 32.08 | 0.99999 | 0 | 7.48 | 0.10709 | 0 | 32.08
0 | 0 | 0 | 0 | 16.44 | 32.88 | 0.99999 | 0 | 7.48 | 0.10709 | 0 | 32.88
0 | 0 | 0 | 0 | 18.84 | 37.68 | 0.99999 | 0 | 7.48 | 0.10709 | 0 | 37.68
0 | 0 | 0 | 0 | 14.28 | 28.56 | 0.99999 | 0 | 7.48 | 0.10709 | 0 | 28.56
0 | 0 | 0 | 0 | 15.56 | 31.12 | 0.99999 | 0 | 7.48 | 0.10709 | 0 | 31.12
0 | 0 | 0 | 0 | 18.16 | 36.32 | 0.99999 | 0 | 7.48 | 0.10709 | 0 | 36.32
8.1969 | 0 | 0 | 8.1969 | 23.92 | 47.84 | 0.99999 | 0 | 7.48 | 0.10709 | 0 | 39.6431
27.0655 | 0 | 0 | 27.0655 | 27.72 | 55.44 | 0.99999 | 0 | 7.48 | 0.10709 | 0 | 28.3745
44.2712 | 0 | 0 | 44.2712 | 30 | 60 | 0.99999 | 0 | 7.48 | 0.10709 | 0 | 15.7288
56.6057 | 0 | 0 | 56.6057 | 32.52 | 65.04 | 0.99999 | 0 | 7.48 | 0.10709 | 0 | 8.4344
64.5776 | 0 | 0 | 64.5776 | 34.4 | 68.8 | 0.2 | 2.1372 | 7.48 | 0.12502 | 0 | 2.0852
69.9379 | 2.2546 | 6.4032 | 61.28 | 30.64 | 61.28 | 0.95833 | 0 | 7.48 | 0.12502 | 0 | 0
69.4097 | 0.12386 | 10.4858 | 58.8 | 29.4 | 58.8 | 0.99999 | 0 | 7.48 | 0.12502 | 0 | 0
65.1449 | 0 | 8.5849 | 56.56 | 28.28 | 56.56 | 0.99999 | 0 | 12.23 | 0.12502 | 0 | 0
55.7058 | 0 | 0.90575 | 54.8 | 27.4 | 54.8 | 0.99999 | 0 | 12.23 | 0.12502 | 0 | 0
42.0116 | 0 | 0 | 42.0116 | 25.04 | 50.08 | 0.99999 | 0 | 12.23 | 0.12502 | 0 | 8.0684
24.0625 | 0 | 0 | 24.0625 | 24.72 | 49.44 | 0.99999 | 0 | 12.23 | 0.12502 | 0 | 25.3775
6.133 | 0 | 0 | 6.133 | 24.92 | 49.84 | 0.99999 | 0 | 7.48 | 0.12502 | 0 | 43.707
0 | 0 | 0 | 0 | 26.36 | 52.72 | 0.99999 | 0 | 7.48 | 0.12502 | 0 | 52.72
0 | 0 | 0 | 0 | 26.64 | 53.28 | 0.2 | 2.1372 | 7.48 | 0.12502 | 0 | 51.1428
0 | 0 | 0 | 0 | 27.16 | 54.32 | 0.2 | 0 | 7.48 | 0.10709 | 0 | 54.32
0 | 0 | 0 | 0 | 24.04 | 48.08 | 0.2 | 0 | 7.48 | 0.10709 | 0 | 48.08
0 | 0 | 0 | 0 | 17.68 | 35.36 | 0.2 | 0 | 7.48 | 0.10709 | 0 | 35.36
0 | 0 | 0 | 0 | 12.76 | 25.52 | 0.2 | 0 | 7.48 | 0.10709 | 0 | 25.52
0 | 0 | 0 | 0 | 11.16 | 22.32 | 0.2 | 0 | 7.48 | 0.10709 | 0 | 22.32
0 | 0 | 0 | 0 | 11.2 | 22.4 | 0.2 | 0 | 7.48 | 0.10709 | 0 | 22.4
0 | 0 | 0 | 0 | 13.4 | 26.8 | 0.2 | 0 | 7.48 | 0.10709 | 0 | 26.8
0 | 0 | 0 | 0 | 13.4 | 26.8 | 0.2 | 0 | 7.48 | 0.10709 | 0 | 26.8
0 | 0 | 0 | 0 | 15.16 | 30.32 | 0.2 | 0 | 7.48 | 0.10709 | 0 | 30.32
0 | 0 | 0 | 0 | 18 | 36 | 0.2 | 0 | 7.48 | 0.10709 | 0 | 36
8.598 | 0 | 0 | 8.598 | 24.48 | 48.96 | 0.2 | 0 | 7.48 | 0.10709 | 0 | 40.362
27.0166 | 0 | 0 | 27.0166 | 25.16 | 50.32 | 0.2 | 0 | 7.48 | 0.10709 | 0 | 23.3034
43.3321 | 0 | 0 | 43.3321 | 27.72 | 55.44 | 0.2 | 0 | 7.48 | 0.10709 | 0 | 12.1079
56.8306 | 0 | 0 | 56.8306 | 30.04 | 60.08 | 0.2 | 0 | 7.48 | 0.10709 | 0 | 3.2494
66.2307 | 2.0707 | 0 | 64.16 | 32.08 | 64.16 | 0.89646 | 0 | 7.48 | 0.12502 | 0 | 0
70.1628 | 0.30782 | 10.415 | 59.44 | 29.72 | 59.44 | 0.99999 | 0 | 7.48 | 0.12502 | 0 | 0
71.0236 | 2.2546 | 0 | 68.769 | 27.64 | 55.28 | 0.99999 | 2.0259 | 7.48 | 0.12502 | 0 | 0
66.1035 | 0 | 13.9435 | 52.16 | 26.08 | 52.16 | 0.99999 | 0 | 12.23 | 0.12502 | 0 | 0
56.8306 | 0 | 6.6706 | 50.16 | 25.08 | 50.16 | 0.99999 | 0 | 12.23 | 0.12502 | 0 | 0
42.8528 | 0 | 0 | 42.8528 | 24.6 | 49.2 | 0.99999 | 0 | 12.23 | 0.12502 | 0 | 6.3472
24.444 | 0 | 0 | 24.444 | 24.12 | 48.24 | 0.99999 | 0 | 12.23 | 0.12502 | 0 | 23.796
6.4265 | 0 | 0 | 6.4265 | 27.12 | 54.24 | 0.99999 | 0 | 7.48 | 0.12502 | 0 | 47.8135
0 | 0 | 0 | 0 | 26.72 | 53.44 | 0.99999 | 0 | 7.48 | 0.12502 | 0 | 53.44
0 | 0 | 0 | 0 | 26.44 | 52.88 | 0.2 | 2.1372 | 7.48 | 0.12502 | 0 | 50.7428
0 | 0 | 0 | 0 | 26.44 | 52.88 | 0.2 | 0 | 7.48 | 0.10709 | 0 | 52.88
0 | 0 | 0 | 0 | 25.24 | 50.48 | 0.2 | 0 | 7.48 | 0.10709 | 0 | 50.48
0 | 0 | 0 | 0 | 18 | 36 | 0.2 | 0 | 7.48 | 0.10709 | 0 | 36
0 | 0 | 0 | 0 | 13.24 | 26.48 | 0.2 | 0 | 7.48 | 0.10709 | 0 | 26.48
0 | 0 | 0 | 0 | 10.48 | 20.96 | 0.2 | 0 | 7.48 | 0.10709 | 0 | 20.96
0 | 0 | 0 | 0 | 14 | 28 | 0.2 | 0 | 7.48 | 0.10709 | 0 | 28
0 | 0 | 0 | 0 | 17.04 | 34.08 | 0.2 | 0 | 7.48 | 0.10709 | 0 | 34.08
0 | 0 | 0 | 0 | 13.52 | 27.04 | 0.2 | 0 | 7.48 | 0.10709 | 0 | 27.04
0 | 0 | 0 | 0 | 14.52 | 29.04 | 0.2 | 0 | 7.48 | 0.10709 | 0 | 29.04
0 | 0 | 0 | 0 | 16.56 | 33.12 | 0.2 | 0 | 7.48 | 0.10709 | 0 | 33.12
8.8718 | 0 | 0 | 8.8718 | 24.8444 | 49.6889 | 0.2 | 0 | 7.48 | 0.10709 | 0 | 40.8171
21.5878 | 0 | 0 | 21.5878 | 25.5822 | 51.1645 | 0.2 | 0 | 7.48 | 0.10709 | 0 | 29.5766
45.3569 | 0 | 0 | 45.3569 | 26.2933 | 52.5867 | 0.2 | 0 | 7.48 | 0.10709 | 0 | 7.2298
57.8283 | 1.5883 | 0 | 56.24 | 28.12 | 56.24 | 0.73423 | 0 | 7.48 | 0.10709 | 0 | 0
67.649 | 0.79014 | 5.9788 | 60.88 | 30.44 | 60.88 | 0.99999 | 0 | 7.48 | 0.12502 | 0 | 0
71.542 | 0 | 8.982 | 62.56 | 31.28 | 62.56 | 0.99999 | 0 | 7.48 | 0.12502 | 0 | 0
70.6715 | 0 | 6.6715 | 64 | 32 | 64 | 0.99999 | 0 | 7.48 | 0.12502 | 0 | 0
67.1012 | 0 | 8.9412 | 58.16 | 29.08 | 58.16 | 0.99999 | 0 | 12.23 | 0.12502 | 0 | 0
57.7501 | 0 | 7.1101 | 50.64 | 25.32 | 50.64 | 0.99999 | 0 | 12.23 | 0.12502 | 0 | 0
42.7746 | 0 | 0 | 42.7746 | 23.16 | 46.32 | 0.99999 | 0 | 12.23 | 0.12502 | 0 | 3.5454
24.4342 | 0 | 0 | 24.4342 | 24.32 | 48.64 | 0.99999 | 0 | 12.23 | 0.12502 | 0 | 24.2058
6.6025 | 0 | 0 | 6.6025 | 27.2 | 54.4 | 0.99999 | 0 | 7.48 | 0.12502 | 0 | 47.7975
0 | 0 | 0 | 0 | 26.68 | 53.36 | 0.99999 | 0 | 7.48 | 0.12502 | 0 | 53.36
0 | 0 | 0 | 0 | 26 | 52 | 0.2 | 2.1372 | 7.48 | 0.12502 | 0 | 49.8628
0 | 0 | 0 | 0 | 25.36 | 50.72 | 0.2 | 0 | 7.48 | 0.10709 | 0 | 50.72
0 | 0 | 0 | 0 | 24.28 | 48.56 | 0.2 | 0 | 7.48 | 0.10709 | 0 | 48.56
0 | 0 | 0 | 0 | 20.68 | 41.36 | 0.2 | 0 | 7.48 | 0.10709 | 0 | 41.36
0 | 0 | 0 | 0 | 16.04 | 32.08 | 0.2 | 0 | 7.48 | 0.10709 | 0 | 32.08
0 | 0 | 0 | 0 | 14.8 | 29.6 | 0.2 | 0 | 7.48 | 0.10709 | 0 | 29.6
0 | 0 | 0 | 0 | 12.28 | 24.56 | 0.2 | 0 | 7.48 | 0.10709 | 0 | 24.56
0 | 0 | 0 | 0 | 10.84 | 21.68 | 0.2 | 0 | 7.48 | 0.10709 | 0 | 21.68
0 | 0 | 0 | 0 | 13.64 | 27.28 | 0.2 | 0 | 7.48 | 0.10709 | 0 | 27.28
0 | 0 | 0 | 0 | 14.68 | 29.36 | 0.2 | 0 | 7.48 | 0.10709 | 0 | 29.36
0 | 0 | 0 | 0 | 16.68 | 33.36 | 0.2 | 0 | 7.48 | 0.10709 | 0 | 33.36
0.34235 | 0 | 0 | 0.34235 | 24.84 | 49.68 | 0.2 | 0 | 7.48 | 0.10709 | 0 | 49.3376
4.6462 | 0 | 0 | 4.6462 | 25.64 | 51.28 | 0.2 | 0 | 7.48 | 0.10709 | 0 | 46.6338
13.4398 | 0 | 0 | 13.4398 | 27.12 | 54.24 | 0.2 | 0 | 7.48 | 0.10709 | 0 | 40.8002
30.5477 | 0 | 0 | 30.5477 | 27.48 | 54.96 | 0.2 | 0 | 7.48 | 0.10709 | 0 | 24.4123
67.1012 | 2.2546 | 6.2866 | 58.56 | 29.28 | 58.56 | 0.95833 | 0 | 7.48 | 0.12502 | 0 | 0
71.8453 | 0.12386 | 10.7614 | 60.96 | 30.48 | 60.96 | 0.99999 | 0 | 7.48 | 0.12502 | 0 | 0
72.1387 | 0 | 16.4587 | 55.68 | 27.84 | 55.68 | 0.99999 | 0 | 7.48 | 0.12502 | 0 | 0
66.6904 | 0 | 17.6504 | 49.04 | 24.52 | 49.04 | 0.99999 | 0 | 12.23 | 0.12502 | 0 | 0
57.9848 | 2.2546 | 0 | 55.7302 | 24.12 | 48.24 | 0.99999 | 2.0259 | 12.23 | 0.12502 | 0 | 0
43.4202 | 0 | 0 | 43.4202 | 27.12 | 54.24 | 0.99999 | 0 | 12.23 | 0.12502 | 0 | 10.8198
24.982 | 0 | 0 | 24.982 | 27.48 | 54.96 | 0.99999 | 0 | 12.23 | 0.12502 | 0 | 29.978
6.7199 | 0 | 0 | 6.7199 | 26.32 | 52.64 | 0.99999 | 0 | 7.48 | 0.12502 | 0 | 45.9201
0 | 0 | 0 | 0 | 26.64 | 53.28 | 0.99999 | 0 | 7.48 | 0.12502 | 0 | 53.28
0 | 0 | 0 | 0 | 26.2 | 52.4 | 0.2 | 2.1372 | 7.48 | 0.12502 | 0 | 50.2628
0 | 0 | 0 | 0 | 26.04 | 52.08 | 0.2 | 0 | 7.48 | 0.10709 | 0 | 52.08
0 | 0 | 0 | 0 | 22.88 | 45.76 | 0.2 | 0 | 7.48 | 0.10709 | 0 | 45.76
0 | 0 | 0 | 0 | 16.6 | 33.2 | 0.2 | 0 | 7.48 | 0.10709 | 0 | 33.2
0 | 0 | 0 | 0 | 12.56 | 25.12 | 0.2 | 0 | 7.48 | 0.10709 | 0 | 25.12
0 | 0 | 0 | 0 | 11 | 22 | 0.2 | 0 | 7.48 | 0.10709 | 0 | 22
0 | 0 | 0 | 0 | 11.0267 | 22.0533 | 0.2 | 0 | 7.48 | 0.10709 | 0 | 22.0533
0 | 0 | 0 | 0 | 12.5467 | 25.0933 | 0.2 | 0 | 7.48 | 0.10709 | 0 | 25.0933
0 | 0 | 0 | 0 | 13.92 | 27.84 | 0.2 | 0 | 7.48 | 0.10709 | 0 | 27.84
0 | 0 | 0 | 0 | 14.0267 | 28.0533 | 0.2 | 0 | 7.48 | 0.10709 | 0 | 28.0533
0 | 0 | 0 | 0 | 16.6 | 33.2 | 0.2 | 0 | 7.48 | 0.10709 | 0 | 33.2
1.1249 | 0 | 0 | 1.1249 | 24.68 | 49.36 | 0.2 | 0 | 7.48 | 0.10709 | 0 | 48.2351
5.3798 | 0 | 0 | 5.3798 | 25.36 | 50.72 | 0.2 | 0 | 7.48 | 0.10709 | 0 | 45.3402
12.7942 | 0 | 0 | 12.7942 | 27.4 | 54.8 | 0.2 | 0 | 7.48 | 0.10709 | 0 | 42.0058
36.4166 | 0 | 0 | 36.4166 | 27.44 | 54.88 | 0.2 | 0 | 7.48 | 0.10709 | 0 | 18.4634
64.5189 | 0.9989 | 0 | 63.52 | 31.76 | 63.52 | 0.53598 | 0 | 7.48 | 0.10709 | 0 | 0
63.5897 | 1.3796 | 0.85007 | 61.36 | 30.68 | 61.36 | 0.99999 | 0 | 7.48 | 0.10709 | 0 | 0
63.3451 | 0 | 7.2651 | 56.08 | 28.04 | 56.08 | 0.99999 | 0 | 7.48 | 0.10709 | 0 | 0
60.2933 | 2.2546 | 0 | 58.0387 | 25.96 | 51.92 | 0.99999 | 2.0259 | 7.48 | 0.10709 | 0 | 0
44.6037 | 0 | 0 | 44.6037 | 25.56 | 51.12 | 0.99999 | 0 | 7.48 | 0.10709 | 0 | 6.5163
23.3974 | 0 | 0 | 23.3974 | 25.4 | 50.8 | 0.99999 | 0 | 7.48 | 0.10709 | 0 | 27.4026
12.0606 | 0 | 0 | 12.0606 | 26.04 | 52.08 | 0.99999 | 0 | 7.48 | 0.10709 | 0 | 40.0194
0.048908 | 0 | 0 | 0.048908 | 28.04 | 56.08 | 0.99999 | 0 | 7.48 | 0.10709 | 0 | 56.0311
0 | 0 | 0 | 0 | 28.36 | 56.72 | 0.99999 | 0 | 7.48 | 0.10709 | 0 | 56.72
0 | 0 | 0 | 0 | 27.36 | 54.72 | 0.99999 | 0 | 7.48 | 0.10709 | 0 | 54.72
0 | 0 | 0 | 0 | 27.8 | 55.6 | 0.99999 | 0 | 7.48 | 0.10709 | 0 | 55.6
0 | 0 | 0 | 0 | 27.16 | 54.32 | 0.99999 | 0 | 7.48 | 0.10709 | 0 | 54.32
0 | 0 | 0 | 0 | 25.36 | 50.72 | 0.99999 | 0 | 7.48 | 0.10709 | 0 | 50.72
0 | 0 | 0 | 0 | 17.12 | 34.24 | 0.99999 | 0 | 7.48 | 0.10709 | 0 | 34.24
0 | 0 | 0 | 0 | 15.44 | 30.88 | 0.99999 | 0 | 7.48 | 0.10709 | 0 | 30.88
0 | 0 | 0 | 0 | 15.32 | 30.64 | 0.99999 | 0 | 7.48 | 0.10709 | 0 | 30.64
0 | 0 | 0 | 0 | 17.84 | 35.68 | 0.99999 | 0 | 7.48 | 0.10709 | 0 | 35.68
0 | 0 | 0 | 0 | 19.6 | 39.2 | 0.99999 | 0 | 7.48 | 0.10709 | 0 | 39.2
0 | 0 | 0 | 0 | 21.52 | 43.04 | 0.99999 | 0 | 7.48 | 0.10709 | 0 | 43.04
0 | 0 | 0 | 0 | 19.04 | 38.08 | 0.99999 | 0 | 7.48 | 0.10709 | 0 | 38.08
9.8793 | 0 | 0 | 9.8793 | 18.12 | 36.24 | 0.99999 | 0 | 7.48 | 0.10709 | 0 | 26.3607
29.2859 | 0 | 0 | 29.2859 | 23.68 | 47.36 | 0.99999 | 0 | 7.48 | 0.10709 | 0 | 18.0741
46.8241 | 0 | 0 | 46.8241 | 26.28 | 52.56 | 0.2 | 2.1372 | 7.48 | 0.10709 | 0 | 3.5987
60.4009 | 2.2546 | 3.5063 | 54.64 | 27.32 | 54.64 | 0.95833 | 0 | 7.48 | 0.10709 | 0 | 0
69.6151 | 0.12386 | 18.2112 | 51.28 | 25.64 | 51.28 | 0.99999 | 0 | 7.48 | 0.10709 | 0 | 0
73.4005 | 2.2546 | 0 | 71.1459 | 26.64 | 53.28 | 0.99999 | 2.0259 | 7.48 | 0.10709 | 0 | 0
74.1928 | 0 | 24.7528 | 49.44 | 24.72 | 49.44 | 0.99999 | 0 | 7.48 | 0.10709 | 0 | 0
69.2042 | 0 | 17.0442 | 52.16 | 26.08 | 52.16 | 0.99999 | 0 | 7.48 | 0.10709 | 0 | 0
59.4912 | 0 | 8.4512 | 51.04 | 25.52 | 51.04 | 0.99999 | 0 | 7.48 | 0.10709 | 0 | 0
44.6331 | 0 | 0 | 44.6331 | 24.4 | 48.8 | 0.99999 | 0 | 7.48 | 0.10709 | 0 | 4.1669
25.9602 | 0 | 0 | 25.9602 | 24.84 | 49.68 | 0.99999 | 0 | 7.48 | 0.10709 | 0 | 23.7198
6.9938 | 0 | 0 | 6.9938 | 25.08 | 50.16 | 0.99999 | 0 | 7.48 | 0.10709 | 0 | 43.1662
0 | 0 | 0 | 0 | 22.6 | 45.2 | 0.99999 | 0 | 7.48 | 0.10709 | 0 | 45.2
0 | 0 | 0 | 0 | 22.2 | 44.4 | 0.99999 | 0 | 7.48 | 0.10709 | 0 | 44.4
0 | 0 | 0 | 0 | 23.28 | 46.56 | 0.99999 | 0 | 7.48 | 0.10709 | 0 | 46.56
0 | 0 | 0 | 0 | 23.72 | 47.44 | 0.99999 | 0 | 7.48 | 0.10709 | 0 | 47.44
0 | 0 | 0 | 0 | 22.96 | 45.92 | 0.99999 | 0 | 7.48 | 0.10709 | 0 | 45.92
0 | 0 | 0 | 0 | 18.68 | 37.36 | 0.99999 | 0 | 7.48 | 0.10709 | 0 | 37.36
0 | 0 | 0 | 0 | 15.48 | 30.96 | 0.99999 | 0 | 7.48 | 0.10709 | 0 | 30.96
0 | 0 | 0 | 0 | 15.12 | 30.24 | 0.99999 | 0 | 7.48 | 0.10709 | 0 | 30.24
0 | 0 | 0 | 0 | 18.04 | 36.08 | 0.99999 | 0 | 7.48 | 0.10709 | 0 | 36.08
0 | 0 | 0 | 0 | 18.96 | 37.92 | 0.99999 | 0 | 7.48 | 0.10709 | 0 | 37.92
0 | 0 | 0 | 0 | 20.36 | 40.72 | 0.99999 | 0 | 7.48 | 0.10709 | 0 | 40.72
0 | 0 | 0 | 0 | 20.52 | 41.04 | 0.99999 | 0 | 7.48 | 0.10709 | 0 | 41.04
8.6664 | 0 | 0 | 8.6664 | 17.4 | 34.8 | 0.99999 | 0 | 7.48 | 0.10709 | 0 | 26.1336
30.3814 | 0 | 0 | 30.3814 | 17.32 | 34.64 | 0.2 | 2.1372 | 7.48 | 0.10709 | 0 | 2.1214
47.6164 | 1.1364 | 0 | 46.48 | 23.24 | 46.48 | 0.58223 | 0 | 7.48 | 0.10709 | 0 | 0
59.8824 | 2.2546 | 0 | 57.6278 | 23.44 | 46.88 | 0.99999 | 0.90986 | 7.48 | 0.10709 | 0 | 0
64.6069 | 0 | 16.6869 | 47.92 | 23.96 | 47.92 | 0.99999 | 0 | 7.48 | 0.12502 | 0 | 0
74.2319 | 2.2546 | 0 | 71.9773 | 23.04 | 46.08 | 0.99999 | 2.0259 | 7.48 | 0.12502 | 0 | 0
73.019 | 0 | 27.499 | 45.52 | 22.76 | 45.52 | 0.99999 | 0 | 7.48 | 0.12502 | 0 | 0
68.2848 | 0 | 21.3248 | 46.96 | 23.48 | 46.96 | 0.99999 | 0 | 12.23 | 0.12502 | 0 | 0
58.6206 | 0 | 10.0606 | 48.56 | 24.28 | 48.56 | 0.99999 | 0 | 12.23 | 0.12502 | 0 | 0
44.4179 | 0 | 0 | 44.4179 | 23.64 | 47.28 | 0.99999 | 0 | 12.23 | 0.12502 | 0 | 2.8621
25.8036 | 0 | 0 | 25.8036 | 23.8 | 47.6 | 0.99999 | 0 | 12.23 | 0.12502 | 0 | 21.7964
7.1014 | 0 | 0 | 7.1014 | 23.64 | 47.28 | 0.99999 | 0 | 7.48 | 0.12502 | 0 | 40.1786
0 | 0 | 0 | 0 | 21.88 | 43.76 | 0.99999 | 0 | 7.48 | 0.12502 | 0 | 43.76
0 | 0 | 0 | 0 | 15.96 | 31.92 | 0.2 | 2.1372 | 7.48 | 0.12502 | 0 | 29.7828
0 | 0 | 0 | 0 | 16.36 | 32.72 | 0.9414 | 0 | 7.48 | 0.10709 | 2.2043 | 32.72
0 | 0 | 0 | 0 | 18.68 | 37.36 | 0.9414 | 0 | 7.48 | 0.10709 | 0 | 37.36
0 | 0 | 0 | 0 | 17.48 | 34.96 | 0.9414 | 0 | 7.48 | 0.10709 | 0 | 34.96
0 | 0 | 0 | 0 | 12.96 | 25.92 | 0.9414 | 0 | 7.48 | 0.10709 | 0 | 25.92
0 | 0 | 0 | 0 | 11 | 22 | 0.9414 | 0 | 7.48 | 0.10709 | 0 | 22
0 | 0 | 0 | 0 | 14.44 | 28.88 | 0.9414 | 0 | 7.48 | 0.10709 | 0 | 28.88
0 | 0 | 0 | 0 | 18.2 | 36.4 | 0.9414 | 0 | 7.48 | 0.10709 | 0 | 36.4
0 | 0 | 0 | 0 | 15.72 | 31.44 | 0.9414 | 0 | 7.48 | 0.10709 | 0 | 31.44
0 | 0 | 0 | 0 | 15.36 | 30.72 | 0.9414 | 0 | 7.48 | 0.10709 | 0 | 30.72
0 | 0 | 0 | 0 | 18.76 | 37.52 | 0.9414 | 0 | 7.48 | 0.10709 | 0 | 37.52
8.9696 | 0 | 0 | 8.9696 | 24 | 48 | 0.9414 | 0 | 7.48 | 0.10709 | 0 | 39.0303
30.3325 | 0 | 0 | 30.3325 | 27.08 | 54.16 | 0.9414 | 0 | 7.48 | 0.10709 | 0 | 23.8275
47.9881 | 0 | 0 | 47.9881 | 30.4 | 60.8 | 0.9414 | 0 | 7.48 | 0.10709 | 0 | 12.8119
59.1488 | 0 | 0 | 59.1488 | 33.56 | 67.12 | 0.9414 | 0 | 7.48 | 0.10709 | 0 | 7.9711
66.7393 | 0 | 0 | 66.7393 | 34.36 | 68.72 | 0.2 | 1.9807 | 7.48 | 0.12502 | 0 | 0
67.424 | 2.2546 | 4.0494 | 61.12 | 30.56 | 61.12 | 0.95833 | 0 | 7.48 | 0.12502 | 0 | 0
66.5144 | 0.12386 | 11.5105 | 54.88 | 27.44 | 54.88 | 0.99999 | 0 | 7.48 | 0.12502 | 0 | 0
64.3233 | 0 | 11.1233 | 53.2 | 26.6 | 53.2 | 0.99999 | 0 | 12.23 | 0.12502 | 0 | 0
55.5297 | 0 | 4.4764 | 51.0533 | 25.5267 | 51.0533 | 0.99999 | 0 | 12.23 | 0.12502 | 0 | 0
42.3246 | 0 | 0 | 42.3246 | 23.6933 | 47.3866 | 0.99999 | 0 | 12.23 | 0.12502 | 0 | 5.062
24.9233 | 0 | 0 | 24.9233 | 23.44 | 46.88 | 0.99999 | 0 | 12.23 | 0.12502 | 0 | 21.9567
7.0916 | 0 | 0 | 7.0916 | 25.56 | 51.12 | 0.99999 | 0 | 7.48 | 0.12502 | 0 | 44.0284
0 | 0 | 0 | 0 | 27.41 | 54.82 | 0.99999 | 0 | 7.48 | 0.12502 | 0 | 54.82
0 | 0 | 0 | 0 | 26.89 | 53.78 | 0.2 | 2.1372 | 7.48 | 0.12502 | 0 | 51.6428
0 | 0 | 0 | 0 | 27.08 | 54.16 | 0.2 | 0 | 7.48 | 0.10709 | 0 | 54.16
0 | 0 | 0 | 0 | 26.56 | 53.12 | 0.2 | 0 | 7.48 | 0.10709 | 0 | 53.12
0 | 0 | 0 | 0 | 21.28 | 42.56 | 0.2 | 0 | 7.48 | 0.10709 | 0 | 42.56
0 | 0 | 0 | 0 | 13.08 | 26.16 | 0.2 | 0 | 7.48 | 0.10709 | 0 | 26.16
0 | 0 | 0 | 0 | 11.44 | 22.88 | 0.2 | 0 | 7.48 | 0.10709 | 0 | 22.88
0 | 0 | 0 | 0 | 13.04 | 26.08 | 0.2 | 0 | 7.48 | 0.10709 | 0 | 26.08
0 | 0 | 0 | 0 | 14.76 | 29.52 | 0.2 | 0 | 7.48 | 0.10709 | 0 | 29.52
0 | 0 | 0 | 0 | 14.4 | 28.8 | 0.2 | 0 | 7.48 | 0.10709 | 0 | 28.8
0 | 0 | 0 | 0 | 15.52 | 31.04 | 0.2 | 0 | 7.48 | 0.10709 | 0 | 31.04
0 | 0 | 0 | 0 | 18 | 36 | 0.2 | 0 | 7.48 | 0.10709 | 0 | 36
10.6521 | 0 | 0 | 10.6521 | 25.16 | 50.32 | 0.2 | 0 | 7.48 | 0.10709 | 0 | 39.6679
29.4424 | 0 | 0 | 29.4424 | 25.84 | 51.68 | 0.2 | 0 | 7.48 | 0.10709 | 0 | 22.2376
44.7211 | 0 | 0 | 44.7211 | 32.2 | 64.4 | 0.2 | 0 | 7.48 | 0.10709 | 0 | 19.6789
56.1459 | 0 | 0 | 56.1459 | 32.56 | 65.12 | 0.2 | 0 | 7.48 | 0.10709 | 0 | 8.9741
63.1886 | 0.86862 | 0 | 62.32 | 31.16 | 62.32 | 0.49215 | 0 | 7.48 | 0.12502 | 0 | 0
66.035 | 1.5099 | 8.2052 | 56.32 | 28.16 | 56.32 | 0.99999 | 0 | 7.48 | 0.12502 | 0 | 0
68.0207 | 0 | 13.5407 | 54.48 | 27.24 | 54.48 | 0.99999 | 0 | 7.48 | 0.12502 | 0 | 0
64.8808 | 0 | 11.8408 | 53.04 | 26.52 | 53.04 | 0.99999 | 0 | 12.23 | 0.12502 | 0 | 0
56.009 | 2.2546 | 0 | 53.7544 | 24.36 | 48.72 | 0.99999 | 2.0259 | 12.23 | 0.12502 | 0 | 0
42.8137 | 0 | 0 | 42.8137 | 24.36 | 48.72 | 0.99999 | 0 | 12.23 | 0.12502 | 0 | 5.9063
24.5907 | 0 | 0 | 24.5907 | 24.56 | 49.12 | 0.99999 | 0 | 12.23 | 0.12502 | 0 | 24.5293
7.1014 | 0 | 0 | 7.1014 | 26.92 | 53.84 | 0.99999 | 0 | 7.48 | 0.12502 | 0 | 46.7386
0 | 0 | 0 | 0 | 26.8 | 53.6 | 0.99999 | 0 | 7.48 | 0.12502 | 0 | 53.6
0 | 0 | 0 | 0 | 27.32 | 54.64 | 0.2 | 2.1372 | 7.48 | 0.12502 | 0 | 52.5028
0 | 0 | 0 | 0 | 26.6 | 53.2 | 0.71674 | 0 | 7.48 | 0.10709 | 1.5363 | 53.2
0 | 0 | 0 | 0 | 20.36 | 40.72 | 0.71674 | 0 | 7.48 | 0.10709 | 0 | 40.72
0 | 0 | 0 | 0 | 17.28 | 34.56 | 0.71674 | 0 | 7.48 | 0.10709 | 0 | 34.56
0 | 0 | 0 | 0 | 11.84 | 23.68 | 0.71674 | 0 | 7.48 | 0.10709 | 0 | 23.68
0 | 0 | 0 | 0 | 9.44 | 18.88 | 0.71674 | 0 | 7.48 | 0.10709 | 0 | 18.88
0 | 0 | 0 | 0 | 10.4 | 20.8 | 0.71674 | 0 | 7.48 | 0.10709 | 0 | 20.8
0 | 0 | 0 | 0 | 11.88 | 23.76 | 0.71674 | 0 | 7.48 | 0.10709 | 0 | 23.76
0 | 0 | 0 | 0 | 13.48 | 26.96 | 0.71674 | 0 | 7.48 | 0.10709 | 0 | 26.96
0 | 0 | 0 | 0 | 14.92 | 29.84 | 0.71674 | 0 | 7.48 | 0.10709 | 0 | 29.84
0 | 0 | 0 | 0 | 17.84 | 35.68 | 0.71674 | 0 | 7.48 | 0.10709 | 0 | 35.68
10.476 | 0 | 0 | 10.476 | 24.92 | 49.84 | 0.71674 | 0 | 7.48 | 0.10709 | 0 | 39.364
28.3566 | 0 | 0 | 28.3566 | 26.2 | 52.4 | 0.71674 | 0 | 7.48 | 0.10709 | 0 | 24.0434
44.1049 | 0 | 0 | 44.1049 | 28.2667 | 56.5333 | 0.71674 | 0 | 7.48 | 0.10709 | 0 | 12.4285
57.2121 | 0 | 0 | 57.2121 | 29.7867 | 59.5733 | 0.71674 | 0 | 7.48 | 0.10709 | 0 | 2.3612
64.9395 | 0 | 0 | 64.9395 | 33.16 | 66.32 | 0.2 | 1.3805 | 7.48 | 0.12502 | 0 | 0
70.4172 | 2.2546 | 4.8025 | 63.36 | 31.68 | 63.36 | 0.95833 | 0 | 7.48 | 0.12502 | 0 | 0
71.0432 | 0.12386 | 14.9993 | 55.92 | 27.96 | 55.92 | 0.99999 | 0 | 7.48 | 0.12502 | 0 | 0
66.2307 | 0 | 12.7907 | 53.44 | 26.72 | 53.44 | 0.99999 | 0 | 12.23 | 0.12502 | 0 | 0
56.9773 | 0 | 3.6174 | 53.36 | 26.68 | 53.36 | 0.99999 | 0 | 12.23 | 0.12502 | 0 | 0
43.068 | 0 | 0 | 43.068 | 25.84 | 51.68 | 0.99999 | 0 | 12.23 | 0.12502 | 0 | 8.612
25.0113 | 0 | 0 | 25.0113 | 24.24 | 48.48 | 0.99999 | 0 | 12.23 | 0.12502 | 0 | 23.4687
7.2285 | 0 | 0 | 7.2285 | 26.96 | 53.92 | 0.99999 | 0 | 7.48 | 0.12502 | 0 | 46.6915
0 | 0 | 0 | 0 | 27.76 | 55.52 | 0.99999 | 0 | 7.48 | 0.12502 | 0 | 55.52
0 | 0 | 0 | 0 | 26.96 | 53.92 | 0.2 | 2.1372 | 7.48 | 0.12502 | 0 | 51.7828
0 | 0 | 0 | 0 | 26.36 | 52.72 | 0.2 | 0 | 7.48 | 0.10709 | 0 | 52.72
0 | 0 | 0 | 0 | 25.44 | 50.88 | 0.2 | 0 | 7.48 | 0.10709 | 0 | 50.88
0 | 0 | 0 | 0 | 18.28 | 36.56 | 0.2 | 0 | 7.48 | 0.10709 | 0 | 36.56
0 | 0 | 0 | 0 | 11.28 | 22.56 | 0.2 | 0 | 7.48 | 0.10709 | 0 | 22.56
0 | 0 | 0 | 0 | 9.68 | 19.36 | 0.2 | 0 | 7.48 | 0.10709 | 0 | 19.36
0 | 0 | 0 | 0 | 11.16 | 22.32 | 0.2 | 0 | 7.48 | 0.10709 | 0 | 22.32
0 | 0 | 0 | 0 | 12.56 | 25.12 | 0.2 | 0 | 7.48 | 0.10709 | 0 | 25.12
0 | 0 | 0 | 0 | 12.88 | 25.76 | 0.2 | 0 | 7.48 | 0.10709 | 0 | 25.76
0 | 0 | 0 | 0 | 14.04 | 28.08 | 0.2 | 0 | 7.48 | 0.10709 | 0 | 28.08
0 | 0 | 0 | 0 | 17.28 | 34.56 | 0.2 | 0 | 7.48 | 0.10709 | 0 | 34.56
10.926 | 0 | 0 | 10.926 | 24.6 | 49.2 | 0.2 | 0 | 7.48 | 0.10709 | 0 | 38.274
28.9826 | 0 | 0 | 28.9826 | 25.24 | 50.48 | 0.2 | 0 | 7.48 | 0.10709 | 0 | 21.4974
45.3471 | 0 | 0 | 45.3471 | 26.68 | 53.36 | 0.2 | 0 | 7.48 | 0.10709 | 0 | 8.0129
58.738 | 2.2546 | 4.0834 | 52.4 | 26.2 | 52.4 | 0.95833 | 0 | 7.48 | 0.10709 | 0 | 0
66.7882 | 0.12386 | 4.5043 | 62.16 | 31.08 | 62.16 | 0.99999 | 0 | 7.48 | 0.12502 | 0 | 0
71.6105 | 0 | 10.7305 | 60.88 | 30.44 | 60.88 | 0.99999 | 0 | 7.48 | 0.12502 | 0 | 0
71.9724 | 0 | 17.8124 | 54.16 | 27.08 | 54.16 | 0.99999 | 0 | 7.48 | 0.12502 | 0 | 0
46.6676 | 0 | 0 | 46.6676 | 26.24 | 52.48 | 0.99999 | 0 | 12.23 | 0.12502 | 0 | 5.8124
41.6106 | 0 | 0 | 41.6106 | 25.7867 | 51.5733 | 0.99999 | 0 | 12.23 | 0.12502 | 0 | 9.9627
31.6139 | 0 | 0 | 31.6139 | 25.12 | 50.24 | 0.99999 | 0 | 12.23 | 0.12502 | 0 | 18.6261
24.8157 | 0 | 0 | 24.8157 | 24.36 | 48.72 | 0.99999 | 0 | 12.23 | 0.12502 | 0 | 23.9043
6.6319 | 0 | 0 | 6.6319 | 25.84 | 51.68 | 0.99999 | 0 | 7.48 | 0.12502 | 0 | 45.0481
0 | 0 | 0 | 0 | 25.96 | 51.92 | 0.99999 | 0 | 7.48 | 0.12502 | 0 | 51.92
0 | 0 | 0 | 0 | 25.64 | 51.28 | 0.2 | 2.1372 | 7.48 | 0.12502 | 0 | 49.1428
0 | 0 | 0 | 0 | 25.44 | 50.88 | 0.2 | 0 | 7.48 | 0.10709 | 0 | 50.88
0 | 0 | 0 | 0 | 24.36 | 48.72 | 0.2 | 0 | 7.48 | 0.10709 | 0 | 48.72
0 | 0 | 0 | 0 | 17.68 | 35.36 | 0.2 | 0 | 7.48 | 0.10709 | 0 | 35.36
0 | 0 | 0 | 0 | 12.32 | 24.64 | 0.2 | 0 | 7.48 | 0.10709 | 0 | 24.64
0 | 0 | 0 | 0 | 10.44 | 20.88 | 0.2 | 0 | 7.48 | 0.10709 | 0 | 20.88
0 | 0 | 0 | 0 | 11.48 | 22.96 | 0.2 | 0 | 7.48 | 0.10709 | 0 | 22.96
0 | 0 | 0 | 0 | 12.92 | 25.84 | 0.2 | 0 | 7.48 | 0.10709 | 0 | 25.84
0 | 0 | 0 | 0 | 13.72 | 27.44 | 0.2 | 0 | 7.48 | 0.10709 | 0 | 27.44
0 | 0 | 0 | 0 | 15.56 | 31.12 | 0.2 | 0 | 7.48 | 0.10709 | 0 | 31.12
0 | 0 | 0 | 0 | 18.16 | 36.32 | 0.2 | 0 | 7.48 | 0.10709 | 0 | 36.32
10.8673 | 0 | 0 | 10.8673 | 25.48 | 50.96 | 0.2 | 0 | 7.48 | 0.10709 | 0 | 40.0927
17.7143 | 0 | 0 | 17.7143 | 26.4 | 52.8 | 0.2 | 0 | 7.48 | 0.10709 | 0 | 35.0857
29.5011 | 0 | 0 | 29.5011 | 30.44 | 60.88 | 0.2 | 0 | 7.48 | 0.10709 | 0 | 31.3789
6.5634 | 0 | 0 | 6.5634 | 27.8 | 55.6 | 0.2 | 0 | 7.48 | 0.10709 | 0 | 49.0366
55.5492 | 0.029248 | 0 | 55.52 | 27.76 | 55.52 | 0.20984 | 0 | 7.48 | 0.10709 | 0 | 0
22.429 | 0 | 0 | 22.429 | 30.96 | 61.92 | 0.20984 | 0 | 7.48 | 0.10709 | 0 | 39.491
36.9155 | 0 | 0 | 36.9155 | 28.52 | 57.04 | 0.20984 | 0 | 7.48 | 0.10709 | 0 | 20.1245
34.4114 | 0 | 0 | 34.4114 | 25.56 | 51.12 | 0.20984 | 0 | 7.48 | 0.10709 | 0 | 16.7086
49.7684 | 0 | 0 | 49.7684 | 25.2 | 50.4 | 0.20984 | 0 | 7.48 | 0.10709 | 0 | 0.63163
8.9207 | 0 | 0 | 8.9207 | 25.68 | 51.36 | 0.20984 | 0 | 7.48 | 0.10709 | 0 | 42.4393
4.0789 | 0 | 0 | 4.0789 | 25.08 | 50.16 | 0.20984 | 0 | 7.48 | 0.10709 | 0 | 46.0811
6.2015 | 0 | 0 | 6.2015 | 27.12 | 54.24 | 0.20984 | 0 | 7.48 | 0.10709 | 0 | 48.0385
0 | 0 | 0 | 0 | 28.04 | 56.08 | 0.20984 | 0 | 7.48 | 0.10709 | 0 | 56.08
0 | 0 | 0 | 0 | 28.48 | 56.96 | 0.20984 | 0 | 7.48 | 0.10709 | 0 | 56.96
0 | 0 | 0 | 0 | 26.08 | 52.16 | 0.20984 | 0 | 7.48 | 0.10709 | 0 | 52.16
0 | 0 | 0 | 0 | 21.64 | 43.28 | 0.20984 | 0 | 7.48 | 0.10709 | 0 | 43.28
0 | 0 | 0 | 0 | 21.04 | 42.08 | 0.20984 | 0 | 7.48 | 0.10709 | 0 | 42.08
0 | 0 | 0 | 0 | 12.16 | 24.32 | 0.20984 | 0 | 7.48 | 0.10709 | 0 | 24.32
0 | 0 | 0 | 0 | 9.32 | 18.64 | 0.20984 | 0 | 7.48 | 0.10709 | 0 | 18.64
0 | 0 | 0 | 0 | 10.8533 | 21.7067 | 0.20984 | 0 | 7.48 | 0.10709 | 0 | 21.7067
0 | 0 | 0 | 0 | 14.0133 | 28.0267 | 0.20984 | 0 | 7.48 | 0.10709 | 0 | 28.0267
0 | 0 | 0 | 0 | 15.6933 | 31.3867 | 0.20984 | 0 | 7.48 | 0.10709 | 0 | 31.3867
0 | 0 | 0 | 0 | 17.7333 | 35.4667 | 0.20984 | 0 | 7.48 | 0.10709 | 0 | 35.4667
0 | 0 | 0 | 0 | 17.4133 | 34.8267 | 0.20984 | 0 | 7.48 | 0.10709 | 0 | 34.8267
4.0691 | 0 | 0 | 4.0691 | 17.48 | 34.96 | 0.20984 | 0 | 7.48 | 0.10709 | 0 | 30.8909
14.9853 | 0 | 0 | 14.9853 | 22.72 | 45.44 | 0.20984 | 0 | 7.48 | 0.10709 | 0 | 30.4547
25.921 | 0 | 0 | 25.921 | 23.08 | 46.16 | 0.20984 | 0 | 7.48 | 0.10709 | 0 | 20.239
30.5868 | 0 | 0 | 30.5868 | 24.64 | 49.28 | 0.20984 | 0 | 7.48 | 0.10709 | 0 | 18.6932
35.2526 | 0 | 0 | 35.2526 | 23.28 | 46.56 | 0.20984 | 0 | 7.48 | 0.10709 | 0 | 11.3074
48.8196 | 0 | 0 | 48.8196 | 24.6 | 49.2 | 0.20984 | 0 | 7.48 | 0.10709 | 0 | 0.38044
44.995 | 0 | 0 | 44.995 | 23.48 | 46.96 | 0.20984 | 0 | 7.48 | 0.10709 | 0 | 1.965
42.2562 | 0 | 0 | 42.2562 | 24.24 | 48.48 | 0.20984 | 0 | 7.48 | 0.10709 | 0 | 6.2238
60.7823 | 2.2546 | 12.5277 | 46 | 23 | 46 | 0.96817 | 0 | 7.48 | 0.10709 | 0 | 0
45.1613 | 0 | 0 | 45.1613 | 23.08 | 46.16 | 0.96817 | 0 | 7.48 | 0.10709 | 0 | 0.99872
26.6057 | 0 | 0 | 26.6057 | 24.96 | 49.92 | 0.96817 | 0 | 7.48 | 0.10709 | 0 | 23.3143
7.8839 | 0 | 0 | 7.8839 | 27.24 | 54.48 | 0.96817 | 0 | 7.48 | 0.10709 | 0 | 46.5961
0 | 0 | 0 | 0 | 23.56 | 47.12 | 0.96817 | 0 | 7.48 | 0.10709 | 0 | 47.12
0 | 0 | 0 | 0 | 22.2 | 44.4 | 0.96817 | 0 | 7.48 | 0.10709 | 0 | 44.4
0 | 0 | 0 | 0 | 23.08 | 46.16 | 0.96817 | 0 | 7.48 | 0.10709 | 0 | 46.16
0 | 0 | 0 | 0 | 22.92 | 45.84 | 0.96817 | 0 | 7.48 | 0.10709 | 0 | 45.84
0 | 0 | 0 | 0 | 20.96 | 41.92 | 0.96817 | 0 | 7.48 | 0.10709 | 0 | 41.92
0 | 0 | 0 | 0 | 17.84 | 35.68 | 0.96817 | 0 | 7.48 | 0.10709 | 0 | 35.68
0 | 0 | 0 | 0 | 14.52 | 29.04 | 0.96817 | 0 | 7.48 | 0.10709 | 0 | 29.04
0 | 0 | 0 | 0 | 14.48 | 28.96 | 0.96817 | 0 | 7.48 | 0.10709 | 0 | 28.96
0 | 0 | 0 | 0 | 16.28 | 32.56 | 0.96817 | 0 | 7.48 | 0.10709 | 0 | 32.56
0 | 0 | 0 | 0 | 18.44 | 36.88 | 0.96817 | 0 | 7.48 | 0.10709 | 0 | 36.88
0 | 0 | 0 | 0 | 20.68 | 41.36 | 0.96817 | 0 | 7.48 | 0.10709 | 0 | 41.36
0 | 0 | 0 | 0 | 22.04 | 44.08 | 0.96817 | 0 | 7.48 | 0.10709 | 0 | 44.08
7.6883 | 0 | 0 | 7.6883 | 19.96 | 39.92 | 0.96817 | 0 | 7.48 | 0.10709 | 0 | 32.2317
9.5663 | 0 | 0 | 9.5663 | 17.12 | 34.24 | 0.96817 | 0 | 7.48 | 0.10709 | 0 | 24.6737
32.7681 | 0 | 0 | 32.7681 | 22.4 | 44.8 | 0.2 | 2.0522 | 7.48 | 0.10709 | 0 | 9.9797
49.6119 | 2.2546 | 2.5572 | 44.8 | 22.4 | 44.8 | 0.95833 | 0 | 7.48 | 0.10709 | 0 | 0
59.7456 | 0.12386 | 14.5817 | 45.04 | 22.52 | 45.04 | 0.99999 | 0 | 7.48 | 0.12502 | 0 | 0
65.9177 | 0 | 20.7977 | 45.12 | 22.56 | 45.12 | 0.99999 | 0 | 7.48 | 0.12502 | 0 | 0
65.0862 | 0 | 20.6062 | 44.48 | 22.24 | 44.48 | 0.99999 | 0 | 7.48 | 0.12502 | 0 | 0
58.5522 | 0 | 11.5122 | 47.04 | 23.52 | 47.04 | 0.99999 | 0 | 12.23 | 0.12502 | 0 | 0
53.6027 | 0 | 9.3627 | 44.24 | 22.12 | 44.24 | 0.99999 | 0 | 12.23 | 0.12502 | 0 | 0
31.3106 | 0 | 0 | 31.3106 | 24.08 | 48.16 | 0.99999 | 0 | 12.23 | 0.12502 | 0 | 16.8494
21.8617 | 0 | 0 | 21.8617 | 22.24 | 44.48 | 0.99999 | 0 | 12.23 | 0.12502 | 0 | 22.6183
7.9524 | 0 | 0 | 7.9524 | 21.64 | 43.28 | 0.99999 | 0 | 7.48 | 0.12502 | 0 | 35.3276
0 | 0 | 0 | 0 | 15.76 | 31.52 | 0.99999 | 0 | 7.48 | 0.12502 | 0 | 31.52
0 | 0 | 0 | 0 | 15.28 | 30.56 | 0.2 | 2.1372 | 7.48 | 0.12502 | 0 | 28.4228
0 | 0 | 0 | 0 | 15.36 | 30.72 | 0.95833 | 0 | 7.48 | 0.10709 | 2.2546 | 30.72
0 | 0 | 0 | 0 | 17.8 | 35.6 | 0.99999 | 0 | 7.48 | 0.10709 | 0.12386 | 35.6
0 | 0 | 0 | 0 | 16.72 | 33.44 | 0.99999 | 0 | 7.48 | 0.10709 | 0 | 33.44
0 | 0 | 0 | 0 | 11.72 | 23.44 | 0.99999 | 0 | 7.48 | 0.10709 | 0 | 23.44
0 | 0 | 0 | 0 | 9.84 | 19.68 | 0.99999 | 0 | 7.48 | 0.10709 | 0 | 19.68
0 | 0 | 0 | 0 | 11.4 | 22.8 | 0.99999 | 0 | 7.48 | 0.10709 | 0 | 22.8
0 | 0 | 0 | 0 | 12.12 | 24.24 | 0.99999 | 0 | 7.48 | 0.10709 | 0 | 24.24
0 | 0 | 0 | 0 | 12.8 | 25.6 | 0.99999 | 0 | 7.48 | 0.10709 | 0 | 25.6
0 | 0 | 0 | 0 | 14.44 | 28.88 | 0.99999 | 0 | 7.48 | 0.10709 | 0 | 28.88
0 | 0 | 0 | 0 | 15.56 | 31.12 | 0.99999 | 0 | 7.48 | 0.10709 | 0 | 31.12
0 | 0 | 0 | 0 | 22.48 | 44.96 | 0.99999 | 0 | 7.48 | 0.10709 | 0 | 44.96
7.8546 | 0 | 0 | 7.8546 | 23.8 | 47.6 | 0.99999 | 0 | 7.48 | 0.10709 | 0 | 39.7454
7.385 | 0 | 0 | 7.385 | 28.44 | 56.88 | 0.99999 | 0 | 7.48 | 0.10709 | 0 | 49.495
6.3482 | 0 | 0 | 6.3482 | 26.88 | 53.76 | 0.99999 | 0 | 7.48 | 0.10709 | 0 | 47.4118
4.4897 | 0 | 0 | 4.4897 | 28.36 | 56.72 | 0.99999 | 0 | 7.48 | 0.12502 | 0 | 52.2303
11.7672 | 0 | 0 | 11.7672 | 32.68 | 65.36 | 0.99999 | 0 | 7.48 | 0.12502 | 0 | 53.5928
4.1474 | 0 | 0 | 4.1474 | 28.2 | 56.4 | 0.99999 | 0 | 7.48 | 0.12502 | 0 | 52.2526
2.2008 | 0 | 0 | 2.2008 | 27.8 | 55.6 | 0.2 | 2.1372 | 12.23 | 0.12502 | 0 | 51.2619
17.4991 | 0 | 0 | 17.4991 | 25.84 | 51.68 | 0.2 | 0 | 12.23 | 0.12502 | 0 | 34.1809
1.2618 | 0 | 0 | 1.2618 | 25.16 | 50.32 | 0.2 | 0 | 12.23 | 0.12502 | 0 | 49.0582
0.84121 | 0 | 0 | 0.84121 | 22.8 | 45.6 | 0.2 | 0 | 12.23 | 0.12502 | 0 | 44.7588
0.068471 | 0 | 0 | 0.068471 | 24.84 | 49.68 | 0.2 | 0 | 7.48 | 0.12502 | 0 | 49.6115
0 | 0 | 0 | 0 | 27.4 | 54.8 | 0.2 | 0 | 7.48 | 0.12502 | 0 | 54.8
0 | 0 | 0 | 0 | 28.8 | 57.6 | 0.2 | 0 | 7.48 | 0.12502 | 0 | 57.6
0 | 0 | 0 | 0 | 28.64 | 57.28 | 0.2 | 0 | 7.48 | 0.10709 | 0 | 57.28
0 | 0 | 0 | 0 | 25.24 | 50.48 | 0.2 | 0 | 7.48 | 0.10709 | 0 | 50.48
0 | 0 | 0 | 0 | 16.96 | 33.92 | 0.2 | 0 | 7.48 | 0.10709 | 0 | 33.92
0 | 0 | 0 | 0 | 12.2 | 24.4 | 0.2 | 0 | 7.48 | 0.10709 | 0 | 24.4
0 | 0 | 0 | 0 | 9.92 | 19.84 | 0.2 | 0 | 7.48 | 0.10709 | 0 | 19.84
0 | 0 | 0 | 0 | 11.28 | 22.56 | 0.2 | 0 | 7.48 | 0.10709 | 0 | 22.56
0 | 0 | 0 | 0 | 11.72 | 23.44 | 0.2 | 0 | 7.48 | 0.10709 | 0 | 23.44
0 | 0 | 0 | 0 | 12.76 | 25.52 | 0.2 | 0 | 7.48 | 0.10709 | 0 | 25.52
0 | 0 | 0 | 0 | 14.24 | 28.48 | 0.2 | 0 | 7.48 | 0.10709 | 0 | 28.48
0 | 0 | 0 | 0 | 17.08 | 34.16 | 0.2 | 0 | 7.48 | 0.10709 | 0 | 34.16
6.3678 | 0 | 0 | 6.3678 | 24.08 | 48.16 | 0.2 | 0 | 7.48 | 0.10709 | 0 | 41.7922
12.8431 | 0 | 0 | 12.8431 | 24.76 | 49.52 | 0.2 | 0 | 7.48 | 0.10709 | 0 | 36.6769
4.2061 | 0 | 0 | 4.2061 | 26 | 52 | 0.2 | 0 | 7.48 | 0.10709 | 0 | 47.7939
31.2226 | 0 | 0 | 31.2226 | 26.92 | 53.84 | 0.2 | 0 | 7.48 | 0.10709 | 0 | 22.6174
65.9274 | 2.2546 | 1.9928 | 61.68 | 30.84 | 61.68 | 0.95833 | 0 | 7.48 | 0.12502 | 0 | 0
78.3402 | 0.12386 | 11.8163 | 66.4 | 33.2 | 66.4 | 0.99999 | 0 | 7.48 | 0.12502 | 0 | 0
77.3131 | 0 | 13.3131 | 64 | 32 | 64 | 0.99999 | 0 | 7.48 | 0.12502 | 0 | 0
71.6692 | 0 | 21.2692 | 50.4 | 25.2 | 50.4 | 0.99999 | 0 | 12.23 | 0.12502 | 0 | 0
40.7205 | 0 | 0 | 40.7205 | 24.04 | 48.08 | 0.99999 | 0 | 12.23 | 0.12502 | 0 | 7.3595
46.5209 | 0 | 0 | 46.5209 | 29.16 | 58.32 | 0.99999 | 0 | 12.23 | 0.12502 | 0 | 11.7991
27.3589 | 0 | 0 | 27.3589 | 26.72 | 53.44 | 0.99999 | 0 | 12.23 | 0.12502 | 0 | 26.0811
2.0346 | 0 | 0 | 2.0346 | 26.96 | 53.92 | 0.99999 | 0 | 7.48 | 0.12502 | 0 | 51.8854
0 | 0 | 0 | 0 | 27.68 | 55.36 | 0.99999 | 0 | 7.48 | 0.12502 | 0 | 55.36
0 | 0 | 0 | 0 | 27.68 | 55.36 | 0.2 | 2.1372 | 7.48 | 0.12502 | 0 | 53.2228
0 | 0 | 0 | 0 | 24.92 | 49.84 | 0.59213 | 0 | 7.48 | 0.10709 | 1.1659 | 49.84
0 | 0 | 0 | 0 | 18.64 | 37.28 | 0.59213 | 0 | 7.48 | 0.10709 | 0 | 37.28
0 | 0 | 0 | 0 | 16.12 | 32.24 | 0.59213 | 0 | 7.48 | 0.10709 | 0 | 32.24
0 | 0 | 0 | 0 | 11.2 | 22.4 | 0.59213 | 0 | 7.48 | 0.10709 | 0 | 22.4
0 | 0 | 0 | 0 | 9.12 | 18.24 | 0.59213 | 0 | 7.48 | 0.10709 | 0 | 18.24
0 | 0 | 0 | 0 | 10.68 | 21.36 | 0.59213 | 0 | 7.48 | 0.10709 | 0 | 21.36
0 | 0 | 0 | 0 | 11.2 | 22.4 | 0.59213 | 0 | 7.48 | 0.10709 | 0 | 22.4
0 | 0 | 0 | 0 | 13.36 | 26.72 | 0.59213 | 0 | 7.48 | 0.10709 | 0 | 26.72
0 | 0 | 0 | 0 | 15.12 | 30.24 | 0.59213 | 0 | 7.48 | 0.10709 | 0 | 30.24
0.65536 | 0 | 0 | 0.65536 | 20.4 | 40.8 | 0.59213 | 0 | 7.48 | 0.10709 | 0 | 40.1446
13.0975 | 0 | 0 | 13.0975 | 23.76 | 47.52 | 0.59213 | 0 | 7.48 | 0.10709 | 0 | 34.4225
32.6214 | 0 | 0 | 32.6214 | 25.56 | 51.12 | 0.59213 | 0 | 7.48 | 0.10709 | 0 | 18.4986
47.9294 | 0 | 0 | 47.9294 | 27.88 | 55.76 | 0.59213 | 0 | 7.48 | 0.10709 | 0 | 7.8306
59.1978 | 0 | 0 | 59.1978 | 31.84 | 63.68 | 0.59213 | 0 | 7.48 | 0.10709 | 0 | 4.4822
66.1524 | 0 | 0 | 66.1524 | 33.6 | 67.2 | 0.2 | 1.0476 | 7.48 | 0.12502 | 0 | 0
71.7083 | 2.2546 | 3.4537 | 66 | 33 | 66 | 0.95833 | 0 | 7.48 | 0.12502 | 0 | 0
72.618 | 2.2546 | 0 | 70.3634 | 27.24 | 54.48 | 0.99999 | 1.9146 | 7.48 | 0.12502 | 0 | 0
68.7054 | 0 | 18.9454 | 49.76 | 24.88 | 49.76 | 0.99999 | 0 | 12.23 | 0.12502 | 0 | 0
59.8433 | 2.2546 | 0 | 57.5887 | 24.64 | 49.28 | 0.99999 | 2.0259 | 12.23 | 0.12502 | 0 | 0
45.0732 | 0 | 0 | 45.0732 | 24.64 | 49.28 | 0.99999 | 0 | 12.23 | 0.12502 | 0 | 4.2068
26.9676 | 0 | 0 | 26.9676 | 24.88 | 49.76 | 0.99999 | 0 | 12.23 | 0.12502 | 0 | 22.7924
8.3534 | 0 | 0 | 8.3534 | 26.68 | 53.36 | 0.99999 | 0 | 7.48 | 0.12502 | 0 | 45.0066
0 | 0 | 0 | 0 | 26.52 | 53.04 | 0.99999 | 0 | 7.48 | 0.12502 | 0 | 53.04
0 | 0 | 0 | 0 | 25.2 | 50.4 | 0.2 | 2.1372 | 7.48 | 0.12502 | 0 | 48.2628
0 | 0 | 0 | 0 | 25.4 | 50.8 | 0.2 | 0 | 7.48 | 0.10709 | 0 | 50.8
0 | 0 | 0 | 0 | 24.04 | 48.08 | 0.2 | 0 | 7.48 | 0.10709 | 0 | 48.08
0 | 0 | 0 | 0 | 19.24 | 38.48 | 0.2 | 0 | 7.48 | 0.10709 | 0 | 38.48
0 | 0 | 0 | 0 | 10.64 | 21.28 | 0.2 | 0 | 7.48 | 0.10709 | 0 | 21.28
0 | 0 | 0 | 0 | 9.68 | 19.36 | 0.2 | 0 | 7.48 | 0.10709 | 0 | 19.36
0 | 0 | 0 | 0 | 10.6 | 21.2 | 0.2 | 0 | 7.48 | 0.10709 | 0 | 21.2
0 | 0 | 0 | 0 | 12.16 | 24.32 | 0.2 | 0 | 7.48 | 0.10709 | 0 | 24.32
0 | 0 | 0 | 0 | 13.6 | 27.2 | 0.2 | 0 | 7.48 | 0.10709 | 0 | 27.2
0 | 0 | 0 | 0 | 15.96 | 31.92 | 0.2 | 0 | 7.48 | 0.10709 | 0 | 31.92
0.72383 | 0 | 0 | 0.72383 | 18.6 | 37.2 | 0.2 | 0 | 7.48 | 0.10709 | 0 | 36.4762
11.1118 | 0 | 0 | 11.1118 | 25.16 | 50.32 | 0.2 | 0 | 7.48 | 0.10709 | 0 | 39.2082
31.9953 | 0 | 0 | 31.9953 | 25.36 | 50.72 | 0.2 | 0 | 7.48 | 0.10709 | 0 | 18.7247
48.2131 | 0 | 0 | 48.2131 | 26.36 | 52.72 | 0.2 | 0 | 7.48 | 0.10709 | 0 | 4.5069
59.9118 | 2.2546 | 5.7372 | 51.92 | 25.96 | 51.92 | 0.95833 | 0 | 7.48 | 0.10709 | 0 | 0
67.2675 | 0.12386 | 3.7837 | 63.36 | 31.68 | 63.36 | 0.99999 | 0 | 7.48 | 0.12502 | 0 | 0
72.8234 | 0 | 16.1034 | 56.72 | 28.36 | 56.72 | 0.99999 | 0 | 7.48 | 0.12502 | 0 | 0
72.1485 | 2.2546 | 0 | 69.8939 | 27.64 | 55.28 | 0.99999 | 2.0259 | 7.48 | 0.12502 | 0 | 0
68.3826 | 2.2546 | 0 | 66.128 | 26.6 | 53.2 | 0.99999 | 2.0259 | 12.23 | 0.12502 | 0 | 0
58.963 | 0 | 9.763 | 49.2 | 24.6 | 49.2 | 0.99999 | 0 | 12.23 | 0.12502 | 0 | 0
44.3298 | 0 | 0 | 44.3298 | 24.16 | 48.32 | 0.99999 | 0 | 12.23 | 0.12502 | 0 | 3.9901
26.3025 | 0 | 0 | 26.3025 | 23.72 | 47.44 | 0.99999 | 0 | 12.23 | 0.12502 | 0 | 21.1375
8.2556 | 0 | 0 | 8.2556 | 27.96 | 55.92 | 0.99999 | 0 | 7.48 | 0.12502 | 0 | 47.6644
0 | 0 | 0 | 0 | 26.152 | 52.304 | 0.99999 | 0 | 7.48 | 0.12502 | 0 | 52.304
0 | 0 | 0 | 0 | 25.168 | 50.336 | 0.2 | 2.1372 | 7.48 | 0.12502 | 0 | 48.1988
0 | 0 | 0 | 0 | 24.96 | 49.92 | 0.95833 | 0 | 7.48 | 0.10709 | 2.2546 | 49.92
0 | 0 | 0 | 0 | 23.92 | 47.84 | 0.99999 | 0 | 7.48 | 0.10709 | 0.12386 | 47.84
0 | 0 | 0 | 0 | 18.64 | 37.28 | 0.99999 | 0 | 7.48 | 0.10709 | 0 | 37.28
0 | 0 | 0 | 0 | 12.76 | 25.52 | 0.99999 | 0 | 7.48 | 0.10709 | 0 | 25.52
0 | 0 | 0 | 0 | 10.4 | 20.8 | 0.99999 | 0 | 7.48 | 0.10709 | 0 | 20.8
0 | 0 | 0 | 0 | 10.16 | 20.32 | 0.99999 | 0 | 7.48 | 0.10709 | 0 | 20.32
0 | 0 | 0 | 0 | 12.04 | 24.08 | 0.99999 | 0 | 7.48 | 0.10709 | 0 | 24.08
0 | 0 | 0 | 0 | 13.48 | 26.96 | 0.99999 | 0 | 7.48 | 0.10709 | 0 | 26.96
0 | 0 | 0 | 0 | 15.92 | 31.84 | 0.99999 | 0 | 7.48 | 0.10709 | 0 | 31.84
0 | 0 | 0 | 0 | 18 | 36 | 0.99999 | 0 | 7.48 | 0.10709 | 0 | 36
0.32279 | 0 | 0 | 0.32279 | 25.36 | 50.72 | 0.99999 | 0 | 7.48 | 0.10709 | 0 | 50.3972
7.9817 | 0 | 0 | 7.9817 | 27.64 | 55.28 | 0.99999 | 0 | 7.48 | 0.10709 | 0 | 47.2983
10.8086 | 0 | 0 | 10.8086 | 28.6 | 57.2 | 0.99999 | 0 | 7.48 | 0.10709 | 0 | 46.3914
8.598 | 0 | 0 | 8.598 | 27.52 | 55.04 | 0.99999 | 0 | 7.48 | 0.10709 | 0 | 46.442
17.597 | 0 | 0 | 17.597 | 31.2 | 62.4 | 0.99999 | 0 | 7.48 | 0.10709 | 0 | 44.803
21.1085 | 0 | 0 | 21.1085 | 28.64 | 57.28 | 0.99999 | 0 | 7.48 | 0.10709 | 0 | 36.1715
14.7799 | 0 | 0 | 14.7799 | 27.92 | 55.84 | 0.99999 | 0 | 7.48 | 0.10709 | 0 | 41.0601
37.2382 | 0 | 0 | 37.2382 | 28.56 | 57.12 | 0.99999 | 0 | 7.48 | 0.10709 | 0 | 19.8818
24.5907 | 0 | 0 | 24.5907 | 32.4 | 64.8 | 0.99999 | 0 | 7.48 | 0.10709 | 0 | 40.2093
18.712 | 0 | 0 | 18.712 | 31.76 | 63.52 | 0.99999 | 0 | 7.48 | 0.10709 | 0 | 44.808
4.969 | 0 | 0 | 4.969 | 28.4 | 56.8 | 0.99999 | 0 | 7.48 | 0.10709 | 0 | 51.831
2.7975 | 0 | 0 | 2.7975 | 27.64 | 55.28 | 0.99999 | 0 | 7.48 | 0.10709 | 0 | 52.4825
0 | 0 | 0 | 0 | 29.04 | 58.08 | 0.99999 | 0 | 7.48 | 0.10709 | 0 | 58.08
0 | 0 | 0 | 0 | 30.56 | 61.12 | 0.2 | 2.1372 | 7.48 | 0.10709 | 0 | 58.9828
0 | 0 | 0 | 0 | 27.56 | 55.12 | 0.2 | 0 | 7.48 | 0.10709 | 0 | 55.12
0 | 0 | 0 | 0 | 22.4 | 44.8 | 0.2 | 0 | 7.48 | 0.10709 | 0 | 44.8
0 | 0 | 0 | 0 | 22.36 | 44.72 | 0.2 | 0 | 7.48 | 0.10709 | 0 | 44.72
0 | 0 | 0 | 0 | 15.92 | 31.84 | 0.2 | 0 | 7.48 | 0.10709 | 0 | 31.84
0 | 0 | 0 | 0 | 14.12 | 28.24 | 0.2 | 0 | 7.48 | 0.10709 | 0 | 28.24
0 | 0 | 0 | 0 | 13.56 | 27.12 | 0.2 | 0 | 7.48 | 0.10709 | 0 | 27.12
0 | 0 | 0 | 0 | 13.6 | 27.2 | 0.2 | 0 | 7.48 | 0.10709 | 0 | 27.2
0 | 0 | 0 | 0 | 16.7733 | 33.5467 | 0.2 | 0 | 7.48 | 0.10709 | 0 | 33.5467
0 | 0 | 0 | 0 | 18.7067 | 37.4133 | 0.2 | 0 | 7.48 | 0.10709 | 0 | 37.4133
0.96837 | 0 | 0 | 0.96837 | 16.56 | 33.12 | 0.2 | 0 | 7.48 | 0.10709 | 0 | 32.1516
1.6237 | 0 | 0 | 1.6237 | 15.88 | 31.76 | 0.2 | 0 | 7.48 | 0.10709 | 0 | 30.1363
4.7636 | 0 | 0 | 4.7636 | 22.8 | 45.6 | 0.2 | 0 | 7.48 | 0.10709 | 0 | 40.8364
21.891 | 0 | 0 | 21.891 | 23.64 | 47.28 | 0.2 | 0 | 7.48 | 0.10709 | 0 | 25.389
17.3231 | 0 | 0 | 17.3231 | 25.04 | 50.08 | 0.2 | 0 | 7.48 | 0.10709 | 0 | 32.7569
12.2269 | 0 | 0 | 12.2269 | 24.6 | 49.2 | 0.2 | 0 | 7.48 | 0.10709 | 0 | 36.9731
20.238 | 0 | 0 | 20.238 | 25.04 | 50.08 | 0.2 | 0 | 7.48 | 0.10709 | 0 | 29.842
46.1786 | 0 | 0 | 46.1786 | 24.44 | 48.88 | 0.2 | 0 | 7.48 | 0.10709 | 0 | 2.7014
47.9686 | 0 | 0 | 47.9686 | 24.28 | 48.56 | 0.2 | 0 | 7.48 | 0.10709 | 0 | 0.59143
42.3442 | 0 | 0 | 42.3442 | 25.44 | 50.88 | 0.2 | 0 | 7.48 | 0.10709 | 0 | 8.5358
16.7068 | 0 | 0 | 16.7068 | 27.08 | 54.16 | 0.2 | 0 | 7.48 | 0.10709 | 0 | 37.4532
26.547 | 0 | 0 | 26.547 | 28 | 56 | 0.2 | 0 | 7.48 | 0.10709 | 0 | 29.453
8.6469 | 0 | 0 | 8.6469 | 26 | 52 | 0.2 | 0 | 7.48 | 0.10709 | 0 | 43.3531
0 | 0 | 0 | 0 | 22.16 | 44.32 | 0.2 | 0 | 7.48 | 0.10709 | 0 | 44.32
0 | 0 | 0 | 0 | 21.88 | 43.76 | 0.2 | 0 | 7.48 | 0.10709 | 0 | 43.76
0 | 0 | 0 | 0 | 22.36 | 44.72 | 0.2 | 0 | 7.48 | 0.10709 | 0 | 44.72
0 | 0 | 0 | 0 | 23.24 | 46.48 | 0.2 | 0 | 7.48 | 0.10709 | 0 | 46.48
0 | 0 | 0 | 0 | 19.52 | 39.04 | 0.2 | 0 | 7.48 | 0.10709 | 0 | 39.04
0 | 0 | 0 | 0 | 12.52 | 25.04 | 0.2 | 0 | 7.48 | 0.10709 | 0 | 25.04
0 | 0 | 0 | 0 | 10.72 | 21.44 | 0.2 | 0 | 7.48 | 0.10709 | 0 | 21.44
0 | 0 | 0 | 0 | 10.4 | 20.8 | 0.2 | 0 | 7.48 | 0.10709 | 0 | 20.8
0 | 0 | 0 | 0 | 16.72 | 33.44 | 0.2 | 0 | 7.48 | 0.10709 | 0 | 33.44
0 | 0 | 0 | 0 | 18.52 | 37.04 | 0.2 | 0 | 7.48 | 0.10709 | 0 | 37.04
0 | 0 | 0 | 0 | 14.36 | 28.72 | 0.2 | 0 | 7.48 | 0.10709 | 0 | 28.72
1.1249 | 0 | 0 | 1.1249 | 15.04 | 30.08 | 0.2 | 0 | 7.48 | 0.10709 | 0 | 28.9551
3.267 | 0 | 0 | 3.267 | 16.04 | 32.08 | 0.2 | 0 | 7.48 | 0.10709 | 0 | 28.813
11.4639 | 0 | 0 | 11.4639 | 16.04 | 32.08 | 0.2 | 0 | 7.48 | 0.10709 | 0 | 20.6161
25.1385 | 0 | 0 | 25.1385 | 22.36 | 44.72 | 0.2 | 0 | 7.48 | 0.10709 | 0 | 19.5815
53.906 | 2.2546 | 4.2913 | 47.36 | 23.68 | 47.36 | 0.95833 | 0 | 7.48 | 0.10709 | 0 | 0
70.0162 | 0.12386 | 23.4923 | 46.4 | 23.2 | 46.4 | 0.99999 | 0 | 7.48 | 0.12502 | 0 | 0
73.0875 | 0 | 27.0875 | 46 | 23 | 46 | 0.99999 | 0 | 7.48 | 0.12502 | 0 | 0
53.006 | 2.2546 | 0 | 50.7514 | 22.84 | 45.68 | 0.99999 | 2.0259 | 7.48 | 0.12502 | 0 | 0
49.5336 | 0 | 3.9336 | 45.6 | 22.8 | 45.6 | 0.99999 | 0 | 12.23 | 0.12502 | 0 | 0
42.6083 | 0 | 0 | 42.6083 | 23.68 | 47.36 | 0.99999 | 0 | 12.23 | 0.12502 | 0 | 4.7517
27.7991 | 0 | 0 | 27.7991 | 23.64 | 47.28 | 0.99999 | 0 | 12.23 | 0.12502 | 0 | 19.4809
26.9187 | 0 | 0 | 26.9187 | 23.2 | 46.4 | 0.99999 | 0 | 12.23 | 0.12502 | 0 | 19.4813
8.7349 | 0 | 0 | 8.7349 | 25.44 | 50.88 | 0.99999 | 0 | 7.48 | 0.12502 | 0 | 42.1451
0 | 0 | 0 | 0 | 24.64 | 49.28 | 0.99999 | 0 | 7.48 | 0.12502 | 0 | 49.28
0 | 0 | 0 | 0 | 23.12 | 46.24 | 0.2 | 2.1372 | 7.48 | 0.12502 | 0 | 44.1028
0 | 0 | 0 | 0 | 22.96 | 45.92 | 0.2 | 0 | 7.48 | 0.10709 | 0 | 45.92
0 | 0 | 0 | 0 | 24.28 | 48.56 | 0.2 | 0 | 7.48 | 0.10709 | 0 | 48.56
0 | 0 | 0 | 0 | 23.96 | 47.92 | 0.2 | 0 | 7.48 | 0.10709 | 0 | 47.92
0 | 0 | 0 | 0 | 18.52 | 37.04 | 0.2 | 0 | 7.48 | 0.10709 | 0 | 37.04
0 | 0 | 0 | 0 | 16.4 | 32.8 | 0.2 | 0 | 7.48 | 0.10709 | 0 | 32.8
0 | 0 | 0 | 0 | 16.08 | 32.16 | 0.2 | 0 | 7.48 | 0.10709 | 0 | 32.16
0 | 0 | 0 | 0 | 18.52 | 37.04 | 0.2 | 0 | 7.48 | 0.10709 | 0 | 37.04
0 | 0 | 0 | 0 | 16.28 | 32.56 | 0.2 | 0 | 7.48 | 0.10709 | 0 | 32.56
0 | 0 | 0 | 0 | 14.88 | 29.76 | 0.2 | 0 | 7.48 | 0.10709 | 0 | 29.76
1.2031 | 0 | 0 | 1.2031 | 17.76 | 35.52 | 0.2 | 0 | 7.48 | 0.10709 | 0 | 34.3169
14.2712 | 0 | 0 | 14.2712 | 23.84 | 47.68 | 0.2 | 0 | 7.48 | 0.10709 | 0 | 33.4088
33.3941 | 0 | 0 | 33.3941 | 25.78 | 51.56 | 0.2 | 0 | 7.48 | 0.10709 | 0 | 18.1659
50.1694 | 0 | 0 | 50.1694 | 28.28 | 56.56 | 0.2 | 0 | 7.48 | 0.10709 | 0 | 6.3906
61.3008 | 2.2546 | 0 | 59.0462 | 29.52 | 59.04 | 0.95833 | 0 | 7.48 | 0.10709 | 0 | 0
66.798 | 0.12386 | 8.5941 | 58.08 | 29.04 | 58.08 | 0.99999 | 0 | 7.48 | 0.12502 | 0 | 0
66.9838 | 0 | 3.9438 | 63.04 | 31.52 | 63.04 | 0.99999 | 0 | 7.48 | 0.12502 | 0 | 0
65.8101 | 0 | 6.6101 | 59.2 | 29.6 | 59.2 | 0.99999 | 0 | 7.48 | 0.12502 | 0 | 0
63.4918 | 0 | 10.5318 | 52.96 | 26.48 | 52.96 | 0.99999 | 0 | 12.23 | 0.12502 | 0 | 0
55.158 | 0 | 6.0647 | 49.0933 | 24.5467 | 49.0933 | 0.99999 | 0 | 12.23 | 0.12502 | 0 | 0
43.2832 | 0 | 0 | 43.2832 | 22.9733 | 45.9467 | 0.99999 | 0 | 12.23 | 0.12502 | 0 | 2.6634
26.3221 | 0 | 0 | 26.3221 | 23.28 | 46.56 | 0.99999 | 0 | 12.23 | 0.12502 | 0 | 20.2379
8.5197 | 0 | 0 | 8.5197 | 24.96 | 49.92 | 0.99999 | 0 | 7.48 | 0.12502 | 0 | 41.4003
0 | 0 | 0 | 0 | 26.92 | 53.84 | 0.99999 | 0 | 7.48 | 0.12502 | 0 | 53.84
0 | 0 | 0 | 0 | 27.04 | 54.08 | 0.2 | 2.1372 | 7.48 | 0.12502 | 0 | 51.9428
0 | 0 | 0 | 0 | 27.8 | 55.6 | 0.2 | 0 | 7.48 | 0.10709 | 0 | 55.6
0 | 0 | 0 | 0 | 26.12 | 52.24 | 0.2 | 0 | 7.48 | 0.10709 | 0 | 52.24
0 | 0 | 0 | 0 | 21.28 | 42.56 | 0.2 | 0 | 7.48 | 0.10709 | 0 | 42.56
0 | 0 | 0 | 0 | 11.68 | 23.36 | 0.2 | 0 | 7.48 | 0.10709 | 0 | 23.36
0 | 0 | 0 | 0 | 9.68 | 19.36 | 0.2 | 0 | 7.48 | 0.10709 | 0 | 19.36
0 | 0 | 0 | 0 | 11.4 | 22.8 | 0.2 | 0 | 7.48 | 0.10709 | 0 | 22.8
0 | 0 | 0 | 0 | 17.8 | 35.6 | 0.2 | 0 | 7.48 | 0.10709 | 0 | 35.6
0 | 0 | 0 | 0 | 16.16 | 32.32 | 0.2 | 0 | 7.48 | 0.10709 | 0 | 32.32
0 | 0 | 0 | 0 | 15.48 | 30.96 | 0.2 | 0 | 7.48 | 0.10709 | 0 | 30.96
1.3009 | 0 | 0 | 1.3009 | 18.04 | 36.08 | 0.2 | 0 | 7.48 | 0.10709 | 0 | 34.7791
14.1245 | 0 | 0 | 14.1245 | 24.88 | 49.76 | 0.2 | 0 | 7.48 | 0.10709 | 0 | 35.6355
32.7192 | 0 | 0 | 32.7192 | 24.68 | 49.36 | 0.2 | 0 | 7.48 | 0.10709 | 0 | 16.6408
48.1055 | 0 | 0 | 48.1055 | 26.12 | 52.24 | 0.2 | 0 | 7.48 | 0.10709 | 0 | 4.1345
57.1339 | 2.2546 | 0.95923 | 53.92 | 26.96 | 53.92 | 0.95833 | 0 | 7.48 | 0.10709 | 0 | 0
63.5604 | 0.12386 | 10.1565 | 53.28 | 26.64 | 53.28 | 0.99999 | 0 | 7.48 | 0.12502 | 0 | 0
68.7347 | 0 | 8.6547 | 60.08 | 30.04 | 60.08 | 0.99999 | 0 | 7.48 | 0.12502 | 0 | 0
69.6053 | 2.2546 | 0 | 67.3507 | 27.44 | 54.88 | 0.99999 | 2.0259 | 7.48 | 0.12502 | 0 | 0
66.1524 | 2.2546 | 0 | 63.8978 | 25.72 | 51.44 | 0.99999 | 2.0259 | 12.23 | 0.12502 | 0 | 0
56.9773 | 0 | 5.9374 | 51.04 | 25.52 | 51.04 | 0.99999 | 0 | 12.23 | 0.12502 | 0 | 0
42.8431 | 0 | 0 | 42.8431 | 24.96 | 49.92 | 0.99999 | 0 | 12.23 | 0.12502 | 0 | 7.077
25.8134 | 0 | 0 | 25.8134 | 24.88 | 49.76 | 0.99999 | 0 | 12.23 | 0.12502 | 0 | 23.9466
8.5784 | 0 | 0 | 8.5784 | 26.48 | 52.96 | 0.99999 | 0 | 7.48 | 0.12502 | 0 | 44.3816
0 | 0 | 0 | 0 | 26.12 | 52.24 | 0.99999 | 0 | 7.48 | 0.12502 | 0 | 52.24
0 | 0 | 0 | 0 | 25.2 | 50.4 | 0.2 | 2.1372 | 7.48 | 0.12502 | 0 | 48.2628
0 | 0 | 0 | 0 | 25.64 | 51.28 | 0.2 | 0 | 7.48 | 0.10709 | 0 | 51.28
0 | 0 | 0 | 0 | 21.12 | 42.24 | 0.2 | 0 | 7.48 | 0.10709 | 0 | 42.24
0 | 0 | 0 | 0 | 18.08 | 36.16 | 0.2 | 0 | 7.48 | 0.10709 | 0 | 36.16
0 | 0 | 0 | 0 | 12.96 | 25.92 | 0.2 | 0 | 7.48 | 0.10709 | 0 | 25.92
0 | 0 | 0 | 0 | 10.36 | 20.72 | 0.2 | 0 | 7.48 | 0.10709 | 0 | 20.72
0 | 0 | 0 | 0 | 12.8 | 25.6 | 0.2 | 0 | 7.48 | 0.10709 | 0 | 25.6
0 | 0 | 0 | 0 | 17.4 | 34.8 | 0.2 | 0 | 7.48 | 0.10709 | 0 | 34.8
0 | 0 | 0 | 0 | 15.28 | 30.56 | 0.2 | 0 | 7.48 | 0.10709 | 0 | 30.56
0 | 0 | 0 | 0 | 14.8 | 29.6 | 0.2 | 0 | 7.48 | 0.10709 | 0 | 29.6
1.477 | 0 | 0 | 1.477 | 16.84 | 33.68 | 0.2 | 0 | 7.48 | 0.10709 | 0 | 32.203
14.5256 | 0 | 0 | 14.5256 | 24.32 | 48.64 | 0.2 | 0 | 7.48 | 0.10709 | 0 | 34.1144
33.4528 | 0 | 0 | 33.4528 | 25.64 | 51.28 | 0.2 | 0 | 7.48 | 0.10709 | 0 | 17.8272
48.6533 | 0 | 0 | 48.6533 | 27.48 | 54.96 | 0.2 | 0 | 7.48 | 0.10709 | 0 | 6.3067
59.4814 | 0.20142 | 0 | 59.28 | 29.64 | 59.28 | 0.26775 | 0 | 7.48 | 0.10709 | 0 | 0
65.8297 | 2.123 | 0 | 63.7067 | 31.8533 | 63.7067 | 0.9818 | 0 | 7.48 | 0.12502 | 0 | 0
70.6519 | 0.054103 | 8.1978 | 62.4 | 31.2 | 62.4 | 0.99999 | 0 | 7.48 | 0.12502 | 0 | 0
69.8009 | 2.2546 | 0 | 67.5463 | 27.1733 | 54.3467 | 0.99999 | 2.0259 | 7.48 | 0.12502 | 0 | 0
65.3503 | 0 | 11.9103 | 53.44 | 26.72 | 53.44 | 0.99999 | 0 | 12.23 | 0.12502 | 0 | 0
56.4785 | 0 | 3.0385 | 53.44 | 26.72 | 53.44 | 0.99999 | 0 | 12.23 | 0.12502 | 0 | 0
43.4397 | 0 | 0 | 43.4397 | 24.96 | 49.92 | 0.99999 | 0 | 12.23 | 0.12502 | 0 | 6.4803
26.058 | 0 | 0 | 26.058 | 25.48 | 50.96 | 0.99999 | 0 | 12.23 | 0.12502 | 0 | 24.902
8.8816 | 0 | 0 | 8.8816 | 27.32 | 54.64 | 0.99999 | 0 | 7.48 | 0.12502 | 0 | 45.7584
0 | 0 | 0 | 0 | 26.2 | 52.4 | 0.99999 | 0 | 7.48 | 0.12502 | 0 | 52.4
0 | 0 | 0 | 0 | 24.8 | 49.6 | 0.2 | 2.1372 | 7.48 | 0.12502 | 0 | 47.4628
0 | 0 | 0 | 0 | 24.62 | 49.24 | 0.2 | 0 | 7.48 | 0.10709 | 0 | 49.24
0 | 0 | 0 | 0 | 22.76 | 45.52 | 0.2 | 0 | 7.48 | 0.10709 | 0 | 45.52
0 | 0 | 0 | 0 | 21.96 | 43.92 | 0.2 | 0 | 7.48 | 0.10709 | 0 | 43.92
0 | 0 | 0 | 0 | 16.28 | 32.56 | 0.2 | 0 | 7.48 | 0.10709 | 0 | 32.56
0 | 0 | 0 | 0 | 14.24 | 28.48 | 0.2 | 0 | 7.48 | 0.10709 | 0 | 28.48
0 | 0 | 0 | 0 | 14.832 | 29.664 | 0.2 | 0 | 7.48 | 0.10709 | 0 | 29.664
0 | 0 | 0 | 0 | 17.448 | 34.896 | 0.2 | 0 | 7.48 | 0.10709 | 0 | 34.896
0 | 0 | 0 | 0 | 14.4 | 28.8 | 0.2 | 0 | 7.48 | 0.10709 | 0 | 28.8
0 | 0 | 0 | 0 | 15.04 | 30.08 | 0.2 | 0 | 7.48 | 0.10709 | 0 | 30.08
1.4966 | 0 | 0 | 1.4966 | 17.72 | 35.44 | 0.2 | 0 | 7.48 | 0.10709 | 0 | 33.9434
14.7897 | 0 | 0 | 14.7897 | 24.6667 | 49.3333 | 0.2 | 0 | 7.48 | 0.10709 | 0 | 34.5437
25.2657 | 0 | 0 | 25.2657 | 25.6933 | 51.3867 | 0.2 | 0 | 7.48 | 0.10709 | 0 | 26.121
49.1619 | 0 | 0 | 49.1619 | 28.56 | 57.12 | 0.2 | 0 | 7.48 | 0.10709 | 0 | 7.9581
60.1563 | 0 | 0 | 60.1563 | 31.64 | 63.28 | 0.2 | 0 | 7.48 | 0.10709 | 0 | 3.1237
68.0989 | 2.2546 | 1.2843 | 64.56 | 32.28 | 64.56 | 0.95833 | 0 | 7.48 | 0.12502 | 0 | 0
71.3562 | 0.12386 | 7.3923 | 63.84 | 31.92 | 63.84 | 0.99999 | 0 | 7.48 | 0.12502 | 0 | 0
71.7083 | 0 | 11.6283 | 60.08 | 30.04 | 60.08 | 0.99999 | 0 | 7.48 | 0.12502 | 0 | 0
66.4067 | 0 | 15.8467 | 50.56 | 25.28 | 50.56 | 0.99999 | 0 | 12.23 | 0.12502 | 0 | 0
56.948 | 0 | 9.668 | 47.28 | 23.64 | 47.28 | 0.99999 | 0 | 12.23 | 0.12502 | 0 | 0
42.4811 | 0 | 0 | 42.4811 | 23.48 | 46.96 | 0.99999 | 0 | 12.23 | 0.12502 | 0 | 4.4789
25.4906 | 0 | 0 | 25.4906 | 24.04 | 48.08 | 0.99999 | 0 | 12.23 | 0.12502 | 0 | 22.5894
8.9012 | 0 | 0 | 8.9012 | 25.24 | 50.48 | 0.99999 | 0 | 7.48 | 0.12502 | 0 | 41.5788
0 | 0 | 0 | 0 | 26.16 | 52.32 | 0.99999 | 0 | 7.48 | 0.12502 | 0 | 52.32
0 | 0 | 0 | 0 | 27.32 | 54.64 | 0.2 | 2.1372 | 7.48 | 0.12502 | 0 | 52.5028
0 | 0 | 0 | 0 | 26.44 | 52.88 | 0.2 | 0 | 7.48 | 0.10709 | 0 | 52.88
0 | 0 | 0 | 0 | 26.32 | 52.64 | 0.2 | 0 | 7.48 | 0.10709 | 0 | 52.64
0 | 0 | 0 | 0 | 19.96 | 39.92 | 0.2 | 0 | 7.48 | 0.10709 | 0 | 39.92
0 | 0 | 0 | 0 | 13.6 | 27.2 | 0.2 | 0 | 7.48 | 0.10709 | 0 | 27.2
0 | 0 | 0 | 0 | 11.6 | 23.2 | 0.2 | 0 | 7.48 | 0.10709 | 0 | 23.2
0 | 0 | 0 | 0 | 12.2 | 24.4 | 0.2 | 0 | 7.48 | 0.10709 | 0 | 24.4
0 | 0 | 0 | 0 | 17.64 | 35.28 | 0.2 | 0 | 7.48 | 0.10709 | 0 | 35.28
0 | 0 | 0 | 0 | 14.76 | 29.52 | 0.2 | 0 | 7.48 | 0.10709 | 0 | 29.52
0 | 0 | 0 | 0 | 15 | 30 | 0.2 | 0 | 7.48 | 0.10709 | 0 | 30
1.6629 | 0 | 0 | 1.6629 | 17.52 | 35.04 | 0.2 | 0 | 7.48 | 0.10709 | 0 | 33.3771
0.57711 | 0 | 0 | 0.57711 | 24.68 | 49.36 | 0.2 | 0 | 7.48 | 0.10709 | 0 | 48.7829
4.5484 | 0 | 0 | 4.5484 | 25.16 | 50.32 | 0.2 | 0 | 7.48 | 0.10709 | 0 | 45.7716
4.7734 | 0 | 0 | 4.7734 | 28.24 | 56.48 | 0.2 | 0 | 7.48 | 0.10709 | 0 | 51.7066
17.8708 | 0 | 0 | 17.8708 | 27.56 | 55.12 | 0.2 | 0 | 7.48 | 0.10709 | 0 | 37.2492
8.999 | 0 | 0 | 8.999 | 29.76 | 59.52 | 0.2 | 0 | 7.48 | 0.10709 | 0 | 50.521
25.52 | 0 | 0 | 25.52 | 28.8 | 57.6 | 0.2 | 0 | 7.48 | 0.10709 | 0 | 32.08
41.19 | 0 | 0 | 41.19 | 27.24 | 54.48 | 0.2 | 0 | 7.48 | 0.10709 | 0 | 13.29
54.9917 | 0.3517 | 0 | 54.64 | 27.32 | 54.64 | 0.31829 | 0 | 7.48 | 0.10709 | 0 | 0
32.2888 | 0 | 0 | 32.2888 | 26.24 | 52.48 | 0.31829 | 0 | 7.48 | 0.10709 | 0 | 20.1912
45.9438 | 0 | 0 | 45.9438 | 27.16 | 54.32 | 0.31829 | 0 | 7.48 | 0.10709 | 0 | 8.3762
27.0068 | 0 | 0 | 27.0068 | 27.36 | 54.72 | 0.31829 | 0 | 7.48 | 0.10709 | 0 | 27.7132
7.8643 | 0 | 0 | 7.8643 | 27.68 | 55.36 | 0.31829 | 0 | 7.48 | 0.10709 | 0 | 47.4957
0 | 0 | 0 | 0 | 26.6 | 53.2 | 0.31829 | 0 | 7.48 | 0.10709 | 0 | 53.2
0 | 0 | 0 | 0 | 25.96 | 51.92 | 0.31829 | 0 | 7.48 | 0.10709 | 0 | 51.92
0 | 0 | 0 | 0 | 24.88 | 49.76 | 0.31829 | 0 | 7.48 | 0.10709 | 0 | 49.76
0 | 0 | 0 | 0 | 25.16 | 50.32 | 0.31829 | 0 | 7.48 | 0.10709 | 0 | 50.32
0 | 0 | 0 | 0 | 19.2 | 38.4 | 0.31829 | 0 | 7.48 | 0.10709 | 0 | 38.4
0 | 0 | 0 | 0 | 11.48 | 22.96 | 0.31829 | 0 | 7.48 | 0.10709 | 0 | 22.96
0 | 0 | 0 | 0 | 12.1333 | 24.2667 | 0.31829 | 0 | 7.48 | 0.10709 | 0 | 24.2667
0 | 0 | 0 | 0 | 8.84 | 17.68 | 0.31829 | 0 | 7.48 | 0.10709 | 0 | 17.68
0 | 0 | 0 | 0 | 11.96 | 23.92 | 0.31829 | 0 | 7.48 | 0.10709 | 0 | 23.92
0 | 0 | 0 | 0 | 14.04 | 28.08 | 0.31829 | 0 | 7.48 | 0.10709 | 0 | 28.08
0 | 0 | 0 | 0 | 15.92 | 31.84 | 0.31829 | 0 | 7.48 | 0.10709 | 0 | 31.84
1.8683 | 0 | 0 | 1.8683 | 18.04 | 36.08 | 0.31829 | 0 | 7.48 | 0.10709 | 0 | 34.2117
15.9145 | 0 | 0 | 15.9145 | 19.6 | 39.2 | 0.31829 | 0 | 7.48 | 0.10709 | 0 | 23.2855
35.2624 | 0 | 0 | 35.2624 | 23.68 | 47.36 | 0.2 | 0.31603 | 7.48 | 0.10709 | 0 | 11.7816
51.0693 | 2.2546 | 2.4147 | 46.4 | 23.2 | 46.4 | 0.95833 | 0 | 7.48 | 0.10709 | 0 | 0
62.0833 | 0.12386 | 12.5994 | 49.36 | 24.68 | 49.36 | 0.99999 | 0 | 7.48 | 0.10709 | 0 | 0
69.0771 | 0 | 20.1971 | 48.88 | 24.44 | 48.88 | 0.99999 | 0 | 7.48 | 0.10709 | 0 | 0
71.8453 | 0 | 20.7253 | 51.12 | 25.56 | 51.12 | 0.99999 | 0 | 7.48 | 0.10709 | 0 | 0
70.5345 | 2.2546 | 0 | 68.2799 | 24.32 | 48.64 | 0.99999 | 2.0259 | 7.48 | 0.10709 | 0 | 0
65.5362 | 0 | 13.2962 | 52.24 | 26.12 | 52.24 | 0.99999 | 0 | 7.48 | 0.10709 | 0 | 0
57.0067 | 0 | 6.4467 | 50.56 | 25.28 | 50.56 | 0.99999 | 0 | 7.48 | 0.10709 | 0 | 0
43.7919 | 0 | 0 | 43.7919 | 24.48 | 48.96 | 0.99999 | 0 | 7.48 | 0.10709 | 0 | 5.1681
27.1437 | 0 | 0 | 27.1437 | 23 | 46 | 0.99999 | 0 | 7.48 | 0.10709 | 0 | 18.8563
9.3414 | 0 | 0 | 9.3414 | 26.84 | 53.68 | 0.99999 | 0 | 7.48 | 0.10709 | 0 | 44.3386
0 | 0 | 0 | 0 | 21.64 | 43.28 | 0.99999 | 0 | 7.48 | 0.10709 | 0 | 43.28
0 | 0 | 0 | 0 | 20.24 | 40.48 | 0.99999 | 0 | 7.48 | 0.10709 | 0 | 40.48
0 | 0 | 0 | 0 | 16.48 | 32.96 | 0.99999 | 0 | 7.48 | 0.10709 | 0 | 32.96
0 | 0 | 0 | 0 | 16 | 32 | 0.99999 | 0 | 7.48 | 0.10709 | 0 | 32
0 | 0 | 0 | 0 | 16.48 | 32.96 | 0.99999 | 0 | 7.48 | 0.10709 | 0 | 32.96
0 | 0 | 0 | 0 | 14.56 | 29.12 | 0.99999 | 0 | 7.48 | 0.10709 | 0 | 29.12
0 | 0 | 0 | 0 | 12.4 | 24.8 | 0.99999 | 0 | 7.48 | 0.10709 | 0 | 24.8
0 | 0 | 0 | 0 | 9.6 | 19.2 | 0.99999 | 0 | 7.48 | 0.10709 | 0 | 19.2
0 | 0 | 0 | 0 | 11.28 | 22.56 | 0.99999 | 0 | 7.48 | 0.10709 | 0 | 22.56
0 | 0 | 0 | 0 | 13.48 | 26.96 | 0.99999 | 0 | 7.48 | 0.10709 | 0 | 26.96
0 | 0 | 0 | 0 | 14.68 | 29.36 | 0.99999 | 0 | 7.48 | 0.10709 | 0 | 29.36
1.8096 | 0 | 0 | 1.8096 | 16.08 | 32.16 | 0.99999 | 0 | 7.48 | 0.10709 | 0 | 30.3504
15.3276 | 0 | 0 | 15.3276 | 16.72 | 33.44 | 0.2 | 2.1372 | 7.48 | 0.10709 | 0 | 15.9751
34.3038 | 1.9838 | 0 | 32.32 | 16.16 | 32.32 | 0.86724 | 0 | 7.48 | 0.10709 | 0 | 0
49.338 | 0.3947 | 14.5433 | 34.4 | 17.2 | 34.4 | 0.99999 | 0 | 7.48 | 0.10709 | 0 | 0
60.2639 | 2.2546 | 0 | 58.0093 | 22.56 | 45.12 | 0.99999 | 2.0259 | 7.48 | 0.10709 | 0 | 0
67.2088 | 0 | 21.6888 | 45.52 | 22.76 | 45.52 | 0.99999 | 0 | 7.48 | 0.12502 | 0 | 0
69.889 | 0 | 23.569 | 46.32 | 23.16 | 46.32 | 0.99999 | 0 | 7.48 | 0.12502 | 0 | 0
70.6617 | 2.2546 | 0 | 68.4071 | 23.8 | 47.6 | 0.99999 | 2.0259 | 7.48 | 0.12502 | 0 | 0
66.2404 | 0 | 17.4404 | 48.8 | 24.4 | 48.8 | 0.99999 | 0 | 12.23 | 0.12502 | 0 | 0
58.1707 | 0 | 6.8107 | 51.36 | 25.68 | 51.36 | 0.99999 | 0 | 12.23 | 0.12502 | 0 | 0
44.6624 | 0 | 0 | 44.6624 | 24.08 | 48.16 | 0.99999 | 0 | 12.23 | 0.12502 | 0 | 3.4976
26.772 | 0 | 0 | 26.772 | 22.4 | 44.8 | 0.99999 | 0 | 12.23 | 0.12502 | 0 | 18.028
9.3022 | 0 | 0 | 9.3022 | 23.2 | 46.4 | 0.99999 | 0 | 7.48 | 0.12502 | 0 | 37.0978
0 | 0 | 0 | 0 | 22.52 | 45.04 | 0.99999 | 0 | 7.48 | 0.12502 | 0 | 45.04
0 | 0 | 0 | 0 | 20.96 | 41.92 | 0.2 | 2.1372 | 7.48 | 0.12502 | 0 | 39.7828
0 | 0 | 0 | 0 | 21.96 | 43.92 | 0.2 | 0 | 7.48 | 0.10709 | 0 | 43.92
0 | 0 | 0 | 0 | 18.92 | 37.84 | 0.2 | 0 | 7.48 | 0.10709 | 0 | 37.84
0 | 0 | 0 | 0 | 17.44 | 34.88 | 0.2 | 0 | 7.48 | 0.10709 | 0 | 34.88
0 | 0 | 0 | 0 | 12.24 | 24.48 | 0.2 | 0 | 7.48 | 0.10709 | 0 | 24.48
0 | 0 | 0 | 0 | 10.4 | 20.8 | 0.2 | 0 | 7.48 | 0.10709 | 0 | 20.8
0 | 0 | 0 | 0 | 11.12 | 22.24 | 0.2 | 0 | 7.48 | 0.10709 | 0 | 22.24
0 | 0 | 0 | 0 | 13.12 | 26.24 | 0.2 | 0 | 7.48 | 0.10709 | 0 | 26.24
0 | 0 | 0 | 0 | 14.4 | 28.8 | 0.2 | 0 | 7.48 | 0.10709 | 0 | 28.8
0 | 0 | 0 | 0 | 16.04 | 32.08 | 0.2 | 0 | 7.48 | 0.10709 | 0 | 32.08
1.8878 | 0 | 0 | 1.8878 | 18.52 | 37.04 | 0.2 | 0 | 7.48 | 0.10709 | 0 | 35.1522
10.789 | 0 | 0 | 10.789 | 24.32 | 48.64 | 0.2 | 0 | 7.48 | 0.10709 | 0 | 37.851
15.357 | 0 | 0 | 15.357 | 26.12 | 52.24 | 0.2 | 0 | 7.48 | 0.10709 | 0 | 36.883
47.8903 | 0 | 0 | 47.8903 | 29.24 | 58.48 | 0.2 | 0 | 7.48 | 0.10709 | 0 | 10.5897
59.9216 | 2.2546 | 0.54696 | 57.12 | 28.56 | 57.12 | 0.95833 | 0 | 7.48 | 0.10709 | 0 | 0
68.7446 | 0.12386 | 12.7807 | 55.84 | 27.92 | 55.84 | 0.99999 | 0 | 7.48 | 0.12502 | 0 | 0
73.0484 | 0 | 13.6884 | 59.36 | 29.68 | 59.36 | 0.99999 | 0 | 7.48 | 0.12502 | 0 | 0
72.0311 | 2.2546 | 0 | 69.7765 | 32.28 | 64.56 | 0.99999 | 2.0259 | 7.48 | 0.12502 | 0 | 0
67.9522 | 0 | 13.8722 | 54.08 | 27.04 | 54.08 | 0.99999 | 0 | 12.23 | 0.12502 | 0 | 0
57.9947 | 0 | 5.088 | 52.9067 | 26.4533 | 52.9067 | 0.99999 | 0 | 12.23 | 0.12502 | 0 | 0
44.5353 | 0 | 0 | 44.5353 | 26.2667 | 52.5333 | 0.99999 | 0 | 12.23 | 0.12502 | 0 | 7.9981
27.085 | 0 | 0 | 27.085 | 24 | 48 | 0.99999 | 0 | 12.23 | 0.12502 | 0 | 20.915
9.4196 | 0 | 0 | 9.4196 | 25.44 | 50.88 | 0.99999 | 0 | 7.48 | 0.12502 | 0 | 41.4604
0 | 0 | 0 | 0 | 27.24 | 54.48 | 0.99999 | 0 | 7.48 | 0.12502 | 0 | 54.48
0 | 0 | 0 | 0 | 26.24 | 52.48 | 0.2 | 2.1372 | 7.48 | 0.12502 | 0 | 50.3428
0 | 0 | 0 | 0 | 27.84 | 55.68 | 0.2 | 0 | 7.48 | 0.10709 | 0 | 55.68
0 | 0 | 0 | 0 | 25.48 | 50.96 | 0.2 | 0 | 7.48 | 0.10709 | 0 | 50.96
0 | 0 | 0 | 0 | 22.76 | 45.52 | 0.2 | 0 | 7.48 | 0.10709 | 0 | 45.52
0 | 0 | 0 | 0 | 18.24 | 36.48 | 0.2 | 0 | 7.48 | 0.10709 | 0 | 36.48
0 | 0 | 0 | 0 | 17.72 | 35.44 | 0.2 | 0 | 7.48 | 0.10709 | 0 | 35.44
0 | 0 | 0 | 0 | 17.28 | 34.56 | 0.2 | 0 | 7.48 | 0.10709 | 0 | 34.56
0 | 0 | 0 | 0 | 17.4 | 34.8 | 0.2 | 0 | 7.48 | 0.10709 | 0 | 34.8
0 | 0 | 0 | 0 | 17.52 | 35.04 | 0.2 | 0 | 7.48 | 0.10709 | 0 | 35.04
0 | 0 | 0 | 0 | 14.32 | 28.64 | 0.2 | 0 | 7.48 | 0.10709 | 0 | 28.64
2.1715 | 0 | 0 | 2.1715 | 16.6 | 33.2 | 0.2 | 0 | 7.48 | 0.10709 | 0 | 31.0285
10.789 | 0 | 0 | 10.789 | 24.72 | 49.44 | 0.2 | 0 | 7.48 | 0.10709 | 0 | 38.651
23.9158 | 0 | 0 | 23.9158 | 24.56 | 49.12 | 0.2 | 0 | 7.48 | 0.10709 | 0 | 25.2042
40.2118 | 0 | 0 | 40.2118 | 26.28 | 52.56 | 0.2 | 0 | 7.48 | 0.10709 | 0 | 12.3482
62.6702 | 2.2546 | 7.8556 | 52.56 | 26.28 | 52.56 | 0.95833 | 0 | 7.48 | 0.10709 | 0 | 0
69.2043 | 0.12386 | 9.3204 | 59.76 | 29.88 | 59.76 | 0.99999 | 0 | 7.48 | 0.12502 | 0 | 0
71.9235 | 2.2546 | 0 | 69.6689 | 27.48 | 54.96 | 0.99999 | 2.0259 | 7.48 | 0.12502 | 0 | 0
73.2049 | 0 | 19.7649 | 53.44 | 26.72 | 53.44 | 0.99999 | 0 | 7.48 | 0.12502 | 0 | 0
40.7694 | 0 | 0 | 40.7694 | 26.48 | 52.96 | 0.99999 | 0 | 12.23 | 0.12502 | 0 | 12.1906
47.1763 | 0 | 0 | 47.1763 | 28.76 | 57.52 | 0.99999 | 0 | 12.23 | 0.12502 | 0 | 10.3437
44.2712 | 0 | 0 | 44.2712 | 31.08 | 62.16 | 0.99999 | 0 | 12.23 | 0.12502 | 0 | 17.8888
26.8111 | 0 | 0 | 26.8111 | 29 | 58 | 0.99999 | 0 | 12.23 | 0.12502 | 0 | 31.1889
10.1043 | 0 | 0 | 10.1043 | 31.88 | 63.76 | 0.99999 | 0 | 7.48 | 0.12502 | 0 | 53.6557
0 | 0 | 0 | 0 | 31.32 | 62.64 | 0.99999 | 0 | 7.48 | 0.12502 | 0 | 62.64
0 | 0 | 0 | 0 | 30.04 | 60.08 | 0.2 | 2.1372 | 7.48 | 0.12502 | 0 | 57.9428
0 | 0 | 0 | 0 | 25.16 | 50.32 | 0.95833 | 0 | 7.48 | 0.10709 | 2.2546 | 50.32
0 | 0 | 0 | 0 | 18.4 | 36.8 | 0.99999 | 0 | 7.48 | 0.10709 | 0.12386 | 36.8
0 | 0 | 0 | 0 | 18.48 | 36.96 | 0.99999 | 0 | 7.48 | 0.10709 | 0 | 36.96
0 | 0 | 0 | 0 | 13.56 | 27.12 | 0.99999 | 0 | 7.48 | 0.10709 | 0 | 27.12
0 | 0 | 0 | 0 | 12.08 | 24.16 | 0.99999 | 0 | 7.48 | 0.10709 | 0 | 24.16
0 | 0 | 0 | 0 | 12.04 | 24.08 | 0.99999 | 0 | 7.48 | 0.10709 | 0 | 24.08
0 | 0 | 0 | 0 | 12.56 | 25.12 | 0.99999 | 0 | 7.48 | 0.10709 | 0 | 25.12
0 | 0 | 0 | 0 | 15.24 | 30.48 | 0.99999 | 0 | 7.48 | 0.10709 | 0 | 30.48
0 | 0 | 0 | 0 | 13.56 | 27.12 | 0.99999 | 0 | 7.48 | 0.10709 | 0 | 27.12
2.1421 | 0 | 0 | 2.1421 | 16.76 | 33.52 | 0.99999 | 0 | 7.48 | 0.10709 | 0 | 31.3778
16.7557 | 0 | 0 | 16.7557 | 23.8 | 47.6 | 0.99999 | 0 | 7.48 | 0.10709 | 0 | 30.8443
37.3263 | 0 | 0 | 37.3263 | 26.04 | 52.08 | 0.99999 | 0 | 7.48 | 0.10709 | 0 | 14.7537
54.845 | 0 | 0 | 54.845 | 29.28 | 58.56 | 0.99999 | 0 | 7.48 | 0.10709 | 0 | 3.715
67.336 | 0 | 0 | 67.336 | 35.16 | 70.32 | 0.99999 | 0 | 7.48 | 0.10709 | 0 | 2.984
74.0754 | 0 | 0 | 74.0754 | 41.64 | 83.28 | 0.43577 | 1.5073 | 7.48 | 0.12502 | 0 | 7.6972
77.1175 | 1.6775 | 0 | 75.44 | 37.72 | 75.44 | 0.99999 | 0 | 7.48 | 0.12502 | 0 | 0
74.2906 | 0 | 0 | 74.2906 | 38.44 | 76.88 | 0.99999 | 0 | 7.48 | 0.12502 | 0 | 2.5894
68.7836 | 0 | 0 | 68.7836 | 37.8 | 75.6 | 0.99999 | 0 | 12.23 | 0.12502 | 0 | 6.8164
57.9457 | 0 | 0 | 57.9457 | 40.28 | 80.56 | 0.99999 | 0 | 12.23 | 0.12502 | 0 | 22.6143
45.0537 | 0 | 0 | 45.0537 | 39.64 | 79.28 | 0.99999 | 0 | 12.23 | 0.12502 | 0 | 34.2263
27.3491 | 0 | 0 | 27.3491 | 40.12 | 80.24 | 0.99999 | 0 | 12.23 | 0.12502 | 0 | 52.8909
9.7131 | 0 | 0 | 9.7131 | 45.2 | 90.4 | 0.99999 | 0 | 7.48 | 0.12502 | 0 | 80.687
0 | 0 | 0 | 0 | 44.88 | 89.76 | 0.99999 | 0 | 7.48 | 0.12502 | 0 | 89.76
0 | 0 | 0 | 0 | 40.92 | 81.84 | 0.2 | 2.1372 | 7.48 | 0.12502 | 0 | 79.7028
0 | 0 | 0 | 0 | 37.08 | 74.16 | 0.95833 | 0 | 7.48 | 0.10709 | 2.2546 | 74.16
0 | 0 | 0 | 0 | 30.04 | 60.08 | 0.99999 | 0 | 7.48 | 0.10709 | 0.12386 | 60.08
0 | 0 | 0 | 0 | 22.12 | 44.24 | 0.99999 | 0 | 7.48 | 0.10709 | 0 | 44.24
0 | 0 | 0 | 0 | 12.8 | 25.6 | 0.99999 | 0 | 7.48 | 0.10709 | 0 | 25.6
0 | 0 | 0 | 0 | 10.68 | 21.36 | 0.99999 | 0 | 7.48 | 0.10709 | 0 | 21.36
0 | 0 | 0 | 0 | 13.68 | 27.36 | 0.99999 | 0 | 7.48 | 0.10709 | 0 | 27.36
0 | 0 | 0 | 0 | 16.28 | 32.56 | 0.99999 | 0 | 7.48 | 0.10709 | 0 | 32.56
0 | 0 | 0 | 0 | 13.08 | 26.16 | 0.99999 | 0 | 7.48 | 0.10709 | 0 | 26.16
0 | 0 | 0 | 0 | 13.48 | 26.96 | 0.99999 | 0 | 7.48 | 0.10709 | 0 | 26.96
2.1324 | 0 | 0 | 2.1324 | 16.12 | 32.24 | 0.99999 | 0 | 7.48 | 0.10709 | 0 | 30.1076
16.4036 | 0 | 0 | 16.4036 | 23.48 | 46.96 | 0.99999 | 0 | 7.48 | 0.10709 | 0 | 30.5564
35.546 | 0 | 0 | 35.546 | 24.16 | 48.32 | 0.99999 | 0 | 7.48 | 0.10709 | 0 | 12.774
50.5705 | 0 | 0 | 50.5705 | 32.12 | 64.24 | 0.99999 | 0 | 7.48 | 0.10709 | 0 | 13.6695
59.4227 | 0 | 0 | 59.4227 | 40.16 | 80.32 | 0.99999 | 0 | 7.48 | 0.10709 | 0 | 20.8973
65.7416 | 0 | 0 | 65.7416 | 44.32 | 88.64 | 0.99999 | 0 | 7.48 | 0.12502 | 0 | 22.8984
71.2192 | 0 | 0 | 71.2192 | 41.44 | 82.88 | 0.99999 | 0 | 7.48 | 0.12502 | 0 | 11.6608
72.3148 | 0 | 0 | 72.3148 | 43.96 | 87.92 | 0.99999 | 0 | 7.48 | 0.12502 | 0 | 15.6052
68.6663 | 0 | 0 | 68.6663 | 46.16 | 92.32 | 0.99999 | 0 | 12.23 | 0.12502 | 0 | 23.6537
59.3347 | 0 | 0 | 59.3347 | 47.72 | 95.44 | 0.99999 | 0 | 12.23 | 0.12502 | 0 | 36.1053
46.0318 | 0 | 0 | 46.0318 | 45.48 | 90.96 | 0.99999 | 0 | 12.23 | 0.12502 | 0 | 44.9282
28.0827 | 0 | 0 | 28.0827 | 43.96 | 87.92 | 0.99999 | 0 | 12.23 | 0.12502 | 0 | 59.8373
9.7424 | 0 | 0 | 9.7424 | 43.52 | 87.04 | 0.99999 | 0 | 7.48 | 0.12502 | 0 | 77.2976
0.078252 | 0 | 0 | 0.078252 | 41.48 | 82.96 | 0.99999 | 0 | 7.48 | 0.12502 | 0 | 82.8817
0 | 0 | 0 | 0 | 37.68 | 75.36 | 0.2 | 2.1372 | 7.48 | 0.12502 | 0 | 73.2228
0 | 0 | 0 | 0 | 33 | 66 | 0.2 | 0 | 7.48 | 0.10709 | 0 | 66
0 | 0 | 0 | 0 | 30.36 | 60.72 | 0.2 | 0 | 7.48 | 0.10709 | 0 | 60.72
0 | 0 | 0 | 0 | 24.44 | 48.88 | 0.2 | 0 | 7.48 | 0.10709 | 0 | 48.88
0 | 0 | 0 | 0 | 14.72 | 29.44 | 0.2 | 0 | 7.48 | 0.10709 | 0 | 29.44
0 | 0 | 0 | 0 | 11.6267 | 23.2533 | 0.2 | 0 | 7.48 | 0.10709 | 0 | 23.2533
0 | 0 | 0 | 0 | 11.68 | 23.36 | 0.2 | 0 | 7.48 | 0.10709 | 0 | 23.36
0 | 0 | 0 | 0 | 11.2 | 22.4 | 0.2 | 0 | 7.48 | 0.10709 | 0 | 22.4
0 | 0 | 0 | 0 | 12.24 | 24.48 | 0.2 | 0 | 7.48 | 0.10709 | 0 | 24.48
0 | 0 | 0 | 0 | 15.4933 | 30.9867 | 0.2 | 0 | 7.48 | 0.10709 | 0 | 30.9867
2.2595 | 0 | 0 | 2.2595 | 17.8933 | 35.7867 | 0.2 | 0 | 7.48 | 0.10709 | 0 | 33.5271
15.9537 | 0 | 0 | 15.9537 | 24.4933 | 48.9867 | 0.2 | 0 | 7.48 | 0.10709 | 0 | 33.033
33.8832 | 0 | 0 | 33.8832 | 24.32 | 48.64 | 0.2 | 0 | 7.48 | 0.10709 | 0 | 14.7568
48.8978 | 0 | 0 | 48.8978 | 27.04 | 54.08 | 0.2 | 0 | 7.48 | 0.10709 | 0 | 5.1822
59.7846 | 2.2546 | 4.81 | 52.72 | 26.36 | 52.72 | 0.95833 | 0 | 7.48 | 0.10709 | 0 | 0
68.2652 | 0.12386 | 8.3014 | 59.84 | 29.92 | 59.84 | 0.99999 | 0 | 7.48 | 0.10709 | 0 | 0
71.5225 | 0 | 9.0425 | 62.48 | 31.24 | 62.48 | 0.99999 | 0 | 7.48 | 0.10709 | 0 | 0
71.6301 | 0 | 8.3501 | 63.28 | 31.64 | 63.28 | 0.99999 | 0 | 7.48 | 0.10709 | 0 | 0
67.1599 | 0 | 12.1999 | 54.96 | 27.48 | 54.96 | 0.99999 | 0 | 7.48 | 0.10709 | 0 | 0
58.1805 | 0 | 4.1805 | 54 | 27 | 54 | 0.99999 | 0 | 7.48 | 0.10709 | 0 | 0
44.144 | 0 | 0 | 44.144 | 26.2 | 52.4 | 0.99999 | 0 | 7.48 | 0.10709 | 0 | 8.256
27.2807 | 0 | 0 | 27.2807 | 29.84 | 59.68 | 0.99999 | 0 | 7.48 | 0.10709 | 0 | 32.3993
9.85 | 0 | 0 | 9.85 | 27.84 | 55.68 | 0.99999 | 0 | 7.48 | 0.10709 | 0 | 45.83
0.14672 | 0 | 0 | 0.14672 | 26.92 | 53.84 | 0.99999 | 0 | 7.48 | 0.10709 | 0 | 53.6933
0 | 0 | 0 | 0 | 26.48 | 52.96 | 0.99999 | 0 | 7.48 | 0.10709 | 0 | 52.96
0 | 0 | 0 | 0 | 24.76 | 49.52 | 0.99999 | 0 | 7.48 | 0.10709 | 0 | 49.52
0 | 0 | 0 | 0 | 24.28 | 48.56 | 0.99999 | 0 | 7.48 | 0.10709 | 0 | 48.56
0 | 0 | 0 | 0 | 20.08 | 40.16 | 0.99999 | 0 | 7.48 | 0.10709 | 0 | 40.16
0 | 0 | 0 | 0 | 12.44 | 24.88 | 0.99999 | 0 | 7.48 | 0.10709 | 0 | 24.88
0 | 0 | 0 | 0 | 11.08 | 22.16 | 0.99999 | 0 | 7.48 | 0.10709 | 0 | 22.16
0 | 0 | 0 | 0 | 9.84 | 19.68 | 0.99999 | 0 | 7.48 | 0.10709 | 0 | 19.68
0 | 0 | 0 | 0 | 11.96 | 23.92 | 0.99999 | 0 | 7.48 | 0.10709 | 0 | 23.92
0 | 0 | 0 | 0 | 15 | 30 | 0.99999 | 0 | 7.48 | 0.10709 | 0 | 30
0 | 0 | 0 | 0 | 16.24 | 32.48 | 0.99999 | 0 | 7.48 | 0.10709 | 0 | 32.48
2.4356 | 0 | 0 | 2.4356 | 17.12 | 34.24 | 0.99999 | 0 | 7.48 | 0.10709 | 0 | 31.8044
15.8852 | 0 | 0 | 15.8852 | 18.6 | 37.2 | 0.99999 | 0 | 7.48 | 0.10709 | 0 | 21.3148
33.0518 | 0 | 0 | 33.0518 | 24.56 | 49.12 | 0.2 | 2.1372 | 7.48 | 0.10709 | 0 | 13.931
47.5186 | 0.47862 | 0 | 47.04 | 23.52 | 47.04 | 0.36098 | 0 | 7.48 | 0.10709 | 0 | 0
59.4912 | 1.8999 | 6.2313 | 51.36 | 25.68 | 51.36 | 0.99999 | 0 | 7.48 | 0.10709 | 0 | 0
66.7491 | 0 | 14.7491 | 52 | 26 | 52 | 0.99999 | 0 | 7.48 | 0.10709 | 0 | 0
71.7964 | 0 | 21.8764 | 49.92 | 24.96 | 49.92 | 0.99999 | 0 | 7.48 | 0.10709 | 0 | 0
70.8867 | 0 | 22.7267 | 48.16 | 24.08 | 48.16 | 0.99999 | 0 | 7.48 | 0.10709 | 0 | 0
66.0057 | 2.2546 | 0 | 63.7511 | 25.2 | 50.4 | 0.99999 | 2.0259 | 7.48 | 0.10709 | 0 | 0
57.4077 | 0 | 9.7277 | 47.68 | 23.84 | 47.68 | 0.99999 | 0 | 7.48 | 0.10709 | 0 | 0
44.3494 | 0 | 0 | 44.3494 | 24.36 | 48.72 | 0.99999 | 0 | 7.48 | 0.10709 | 0 | 4.3706
27.2513 | 0 | 0 | 27.2513 | 24.28 | 48.56 | 0.99999 | 0 | 7.48 | 0.10709 | 0 | 21.3087
9.9576 | 0 | 0 | 9.9576 | 26.52 | 53.04 | 0.99999 | 0 | 7.48 | 0.10709 | 0 | 43.0824
0.29345 | 0 | 0 | 0.29345 | 22.64 | 45.28 | 0.99999 | 0 | 7.48 | 0.10709 | 0 | 44.9866
0 | 0 | 0 | 0 | 20.72 | 41.44 | 0.99999 | 0 | 7.48 | 0.10709 | 0 | 41.44
0 | 0 | 0 | 0 | 22.12 | 44.24 | 0.99999 | 0 | 7.48 | 0.10709 | 0 | 44.24
0 | 0 | 0 | 0 | 22.12 | 44.24 | 0.99999 | 0 | 7.48 | 0.10709 | 0 | 44.24
0 | 0 | 0 | 0 | 22.8 | 45.6 | 0.99999 | 0 | 7.48 | 0.10709 | 0 | 45.6
0 | 0 | 0 | 0 | 17.8 | 35.6 | 0.99999 | 0 | 7.48 | 0.10709 | 0 | 35.6
0 | 0 | 0 | 0 | 15.8 | 31.6 | 0.99999 | 0 | 7.48 | 0.10709 | 0 | 31.6
0 | 0 | 0 | 0 | 15.16 | 30.32 | 0.99999 | 0 | 7.48 | 0.10709 | 0 | 30.32
0 | 0 | 0 | 0 | 16.12 | 32.24 | 0.99999 | 0 | 7.48 | 0.10709 | 0 | 32.24
0 | 0 | 0 | 0 | 18.8 | 37.6 | 0.99999 | 0 | 7.48 | 0.10709 | 0 | 37.6
0 | 0 | 0 | 0 | 16.04 | 32.08 | 0.99999 | 0 | 7.48 | 0.10709 | 0 | 32.08
2.328 | 0 | 0 | 2.328 | 16.4 | 32.8 | 0.99999 | 0 | 7.48 | 0.10709 | 0 | 30.472
16.071 | 0 | 0 | 16.071 | 16.4 | 32.8 | 0.31172 | 1.8388 | 7.48 | 0.10709 | 0 | 14.8902
33.0615 | 0 | 0 | 33.0615 | 16.68 | 33.36 | 0.2 | 0.29846 | 7.48 | 0.10709 | 0 | 0
47.0687 | 2.2546 | 1.054 | 43.76 | 21.88 | 43.76 | 0.95833 | 0 | 7.48 | 0.10709 | 0 | 0
57.2024 | 0.12386 | 12.9985 | 44.08 | 22.04 | 44.08 | 0.99999 | 0 | 7.48 | 0.10709 | 0 | 0
65.8687 | 2.2546 | 0 | 63.6141 | 22.16 | 44.32 | 0.99999 | 2.0259 | 7.48 | 0.12502 | 0 | 0
68.3533 | 0 | 20.4333 | 47.92 | 23.96 | 47.92 | 0.99999 | 0 | 7.48 | 0.12502 | 0 | 0
69.5368 | 0 | 21.8568 | 47.68 | 23.84 | 47.68 | 0.99999 | 0 | 7.48 | 0.12502 | 0 | 0
64.7145 | 2.2546 | 0 | 62.4599 | 27.44 | 54.88 | 0.99999 | 2.0259 | 12.23 | 0.12502 | 0 | 0
57.1339 | 0 | 2.9739 | 54.16 | 27.08 | 54.16 | 0.99999 | 0 | 12.23 | 0.12502 | 0 | 0
43.9484 | 0 | 0 | 43.9484 | 25.8 | 51.6 | 0.99999 | 0 | 12.23 | 0.12502 | 0 | 7.6516
27.0361 | 0 | 0 | 27.0361 | 23.56 | 47.12 | 0.99999 | 0 | 12.23 | 0.12502 | 0 | 20.0839
9.8207 | 0 | 0 | 9.8207 | 24.0933 | 48.1867 | 0.99999 | 0 | 7.48 | 0.12502 | 0 | 38.366
0.28366 | 0 | 0 | 0.28366 | 23.0133 | 46.0267 | 0.99999 | 0 | 7.48 | 0.12502 | 0 | 45.743
0 | 0 | 0 | 0 | 18.36 | 36.72 | 0.2 | 2.1372 | 7.48 | 0.12502 | 0 | 34.5828
0 | 0 | 0 | 0 | 15.12 | 30.24 | 0.2 | 0 | 7.48 | 0.10709 | 0 | 30.24
0 | 0 | 0 | 0 | 15.64 | 31.28 | 0.2 | 0 | 7.48 | 0.10709 | 0 | 31.28
0 | 0 | 0 | 0 | 16.28 | 32.56 | 0.2 | 0 | 7.48 | 0.10709 | 0 | 32.56
0 | 0 | 0 | 0 | 11.76 | 23.52 | 0.2 | 0 | 7.48 | 0.10709 | 0 | 23.52
0 | 0 | 0 | 0 | 9.52 | 19.04 | 0.2 | 0 | 7.48 | 0.10709 | 0 | 19.04
0 | 0 | 0 | 0 | 9.52 | 19.04 | 0.2 | 0 | 7.48 | 0.10709 | 0 | 19.04
0 | 0 | 0 | 0 | 10.44 | 20.88 | 0.2 | 0 | 7.48 | 0.10709 | 0 | 20.88
0 | 0 | 0 | 0 | 12.72 | 25.44 | 0.2 | 0 | 7.48 | 0.10709 | 0 | 25.44
0 | 0 | 0 | 0 | 15.12 | 30.24 | 0.2 | 0 | 7.48 | 0.10709 | 0 | 30.24
2.2791 | 0 | 0 | 2.2791 | 17 | 34 | 0.2 | 0 | 7.48 | 0.10709 | 0 | 31.7209
15.8363 | 0 | 0 | 15.8363 | 23.52 | 47.04 | 0.2 | 0 | 7.48 | 0.10709 | 0 | 31.2037
32.5431 | 0 | 0 | 32.5431 | 27.16 | 54.32 | 0.2 | 0 | 7.48 | 0.10709 | 0 | 21.7769
46.2861 | 0 | 0 | 46.2861 | 28.36 | 56.72 | 0.2 | 0 | 7.48 | 0.10709 | 0 | 10.4339
56.0383 | 0 | 0 | 56.0383 | 28.04 | 56.08 | 0.2 | 0 | 7.48 | 0.10709 | 0 | 0.041676
64.8123 | 0.97235 | 0 | 63.84 | 31.92 | 63.84 | 0.52704 | 0 | 7.48 | 0.12502 | 0 | 0
69.5955 | 1.4061 | 0.74937 | 67.44 | 33.72 | 67.44 | 0.99999 | 0 | 7.48 | 0.12502 | 0 | 0
69.9476 | 0 | 5.4676 | 64.48 | 32.24 | 64.48 | 0.99999 | 0 | 7.48 | 0.12502 | 0 | 0
65.1156 | 0 | 0 | 65.1156 | 35.16 | 70.32 | 0.99999 | 0 | 12.23 | 0.12502 | 0 | 5.2044
56.4687 | 0 | 0 | 56.4687 | 34.76 | 69.52 | 0.99999 | 0 | 12.23 | 0.12502 | 0 | 13.0513
43.5082 | 0 | 0 | 43.5082 | 31.68 | 63.36 | 0.99999 | 0 | 12.23 | 0.12502 | 0 | 19.8518
26.8111 | 0 | 0 | 26.8111 | 32.96 | 65.92 | 0.99999 | 0 | 12.23 | 0.12502 | 0 | 39.1089
9.8011 | 0 | 0 | 9.8011 | 32.72 | 65.44 | 0.99999 | 0 | 7.48 | 0.12502 | 0 | 55.6389
0.35213 | 0 | 0 | 0.35213 | 36.12 | 72.24 | 0.99999 | 0 | 7.48 | 0.12502 | 0 | 71.8879
0 | 0 | 0 | 0 | 33.88 | 67.76 | 0.2 | 2.1372 | 7.48 | 0.12502 | 0 | 65.6228
0 | 0 | 0 | 0 | 32.32 | 64.64 | 0.2 | 0 | 7.48 | 0.10709 | 0 | 64.64
0 | 0 | 0 | 0 | 29.16 | 58.32 | 0.2 | 0 | 7.48 | 0.10709 | 0 | 58.32
0 | 0 | 0 | 0 | 16.88 | 33.76 | 0.2 | 0 | 7.48 | 0.10709 | 0 | 33.76
0 | 0 | 0 | 0 | 10.72 | 21.44 | 0.2 | 0 | 7.48 | 0.10709 | 0 | 21.44
0 | 0 | 0 | 0 | 9.2 | 18.4 | 0.2 | 0 | 7.48 | 0.10709 | 0 | 18.4
0 | 0 | 0 | 0 | 10.08 | 20.16 | 0.2 | 0 | 7.48 | 0.10709 | 0 | 20.16
0 | 0 | 0 | 0 | 9.52 | 19.04 | 0.2 | 0 | 7.48 | 0.10709 | 0 | 19.04
0 | 0 | 0 | 0 | 12.56 | 25.12 | 0.2 | 0 | 7.48 | 0.10709 | 0 | 25.12
0 | 0 | 0 | 0 | 14 | 28 | 0.2 | 0 | 7.48 | 0.10709 | 0 | 28
2.3965 | 0 | 0 | 2.3965 | 14.96 | 29.92 | 0.2 | 0 | 7.48 | 0.10709 | 0 | 27.5235
16.0319 | 0 | 0 | 16.0319 | 20.08 | 40.16 | 0.2 | 0 | 7.48 | 0.10709 | 0 | 24.1281
32.8268 | 0 | 0 | 32.8268 | 23.88 | 47.76 | 0.2 | 0 | 7.48 | 0.10709 | 0 | 14.9332
46.5894 | 0 | 0 | 46.5894 | 25.92 | 51.84 | 0.2 | 0 | 7.48 | 0.10709 | 0 | 5.2506
58.425 | 0 | 0 | 58.425 | 32.36 | 64.72 | 0.2 | 0 | 7.48 | 0.10709 | 0 | 6.295
65.0569 | 0.33688 | 0 | 64.72 | 32.36 | 64.72 | 0.31331 | 0 | 7.48 | 0.12502 | 0 | 0
69.8792 | 2.0416 | 1.2776 | 66.56 | 33.28 | 66.56 | 0.99999 | 0 | 7.48 | 0.12502 | 0 | 0
68.9988 | 0 | 0 | 68.9988 | 37.32 | 74.64 | 0.99999 | 0 | 7.48 | 0.12502 | 0 | 5.6412
64.8319 | 0 | 0 | 64.8319 | 38.32 | 76.64 | 0.99999 | 0 | 12.23 | 0.12502 | 0 | 11.8081
56.3709 | 0 | 0 | 56.3709 | 35.24 | 70.48 | 0.99999 | 0 | 12.23 | 0.12502 | 0 | 14.1091
43.5767 | 0 | 0 | 43.5767 | 37.96 | 75.92 | 0.99999 | 0 | 12.23 | 0.12502 | 0 | 32.3433
27.1144 | 0 | 0 | 27.1144 | 39.2 | 78.4 | 0.99999 | 0 | 12.23 | 0.12502 | 0 | 51.2856
10.0847 | 0 | 0 | 10.0847 | 39.08 | 78.16 | 0.99999 | 0 | 7.48 | 0.12502 | 0 | 68.0753
0.36192 | 0 | 0 | 0.36192 | 37.32 | 74.64 | 0.99999 | 0 | 7.48 | 0.12502 | 0 | 74.2781
0 | 0 | 0 | 0 | 35 | 70 | 0.2 | 2.1372 | 7.48 | 0.12502 | 0 | 67.8628
0 | 0 | 0 | 0 | 32.76 | 65.52 | 0.2 | 0 | 7.48 | 0.10709 | 0 | 65.52
0 | 0 | 0 | 0 | 29.28 | 58.56 | 0.2 | 0 | 7.48 | 0.10709 | 0 | 58.56
0 | 0 | 0 | 0 | 17.64 | 35.28 | 0.2 | 0 | 7.48 | 0.10709 | 0 | 35.28
0 | 0 | 0 | 0 | 11.12 | 22.24 | 0.2 | 0 | 7.48 | 0.10709 | 0 | 22.24
0 | 0 | 0 | 0 | 9.52 | 19.04 | 0.2 | 0 | 7.48 | 0.10709 | 0 | 19.04
0 | 0 | 0 | 0 | 11.48 | 22.96 | 0.2 | 0 | 7.48 | 0.10709 | 0 | 22.96
0 | 0 | 0 | 0 | 9.72 | 19.44 | 0.2 | 0 | 7.48 | 0.10709 | 0 | 19.44
0 | 0 | 0 | 0 | 12.08 | 24.16 | 0.2 | 0 | 7.48 | 0.10709 | 0 | 24.16
0 | 0 | 0 | 0 | 13.44 | 26.88 | 0.2 | 0 | 7.48 | 0.10709 | 0 | 26.88
2.7877 | 0 | 0 | 2.7877 | 16.52 | 33.04 | 0.2 | 0 | 7.48 | 0.10709 | 0 | 30.2523
16.5601 | 0 | 0 | 16.5601 | 24.36 | 48.72 | 0.2 | 0 | 7.48 | 0.10709 | 0 | 32.1599
34.382 | 0 | 0 | 34.382 | 23.88 | 47.76 | 0.2 | 0 | 7.48 | 0.10709 | 0 | 13.378
49.025 | 0 | 0 | 49.025 | 25.12 | 50.24 | 0.2 | 0 | 7.48 | 0.10709 | 0 | 1.215
59.8825 | 2.1225 | 0 | 57.76 | 28.88 | 57.76 | 0.91388 | 0 | 7.48 | 0.10709 | 0 | 0
68.4022 | 0.25603 | 1.9061 | 66.24 | 33.12 | 66.24 | 0.99999 | 0 | 7.48 | 0.12502 | 0 | 0
70.8573 | 0 | 0 | 70.8573 | 36.16 | 72.32 | 0.99999 | 0 | 7.48 | 0.12502 | 0 | 1.4627
70.1628 | 0 | 0 | 70.1628 | 38.88 | 77.76 | 0.99999 | 0 | 7.48 | 0.12502 | 0 | 7.5972
65.3601 | 0 | 0 | 65.3601 | 36.48 | 72.96 | 0.99999 | 0 | 12.23 | 0.12502 | 0 | 7.5999
56.723 | 0 | 0 | 56.723 | 34.92 | 69.84 | 0.99999 | 0 | 12.23 | 0.12502 | 0 | 13.117
43.1952 | 0 | 0 | 43.1952 | 37.12 | 74.24 | 0.99999 | 0 | 12.23 | 0.12502 | 0 | 31.0448
27.3002 | 0 | 0 | 27.3002 | 35.36 | 70.72 | 0.99999 | 0 | 12.23 | 0.12502 | 0 | 43.4198
10.2706 | 0 | 0 | 10.2706 | 37.16 | 74.32 | 0.99999 | 0 | 7.48 | 0.12502 | 0 | 64.0494
0.43039 | 0 | 0 | 0.43039 | 35.72 | 71.44 | 0.99999 | 0 | 7.48 | 0.12502 | 0 | 71.0096
0 | 0 | 0 | 0 | 33.88 | 67.76 | 0.2 | 2.1372 | 7.48 | 0.12502 | 0 | 65.6228
0 | 0 | 0 | 0 | 33.88 | 67.76 | 0.95833 | 0 | 7.48 | 0.10709 | 2.2546 | 67.76
0 | 0 | 0 | 0 | 29.36 | 58.72 | 0.99999 | 0 | 7.48 | 0.10709 | 0.12386 | 58.72
0 | 0 | 0 | 0 | 21.48 | 42.96 | 0.99999 | 0 | 7.48 | 0.10709 | 0 | 42.96
0 | 0 | 0 | 0 | 10.64 | 21.28 | 0.99999 | 0 | 7.48 | 0.10709 | 0 | 21.28
0 | 0 | 0 | 0 | 8.76 | 17.52 | 0.99999 | 0 | 7.48 | 0.10709 | 0 | 17.52
0 | 0 | 0 | 0 | 12.04 | 24.08 | 0.99999 | 0 | 7.48 | 0.10709 | 0 | 24.08
0 | 0 | 0 | 0 | 8.44 | 16.88 | 0.99999 | 0 | 7.48 | 0.10709 | 0 | 16.88
0 | 0 | 0 | 0 | 11.96 | 23.92 | 0.99999 | 0 | 7.48 | 0.10709 | 0 | 23.92
0 | 0 | 0 | 0 | 13.68 | 27.36 | 0.99999 | 0 | 7.48 | 0.10709 | 0 | 27.36
2.9247 | 0 | 0 | 2.9247 | 16.12 | 32.24 | 0.99999 | 0 | 7.48 | 0.10709 | 0 | 29.3153
13.3029 | 0 | 0 | 13.3029 | 23.4 | 46.8 | 0.99999 | 0 | 7.48 | 0.10709 | 0 | 33.4971
33.7756 | 0 | 0 | 33.7756 | 23.64 | 47.28 | 0.99999 | 0 | 7.48 | 0.10709 | 0 | 13.5044
47.2741 | 0 | 0 | 47.2741 | 25.72 | 51.44 | 0.99999 | 0 | 7.48 | 0.10709 | 0 | 4.1659
58.8358 | 0 | 0 | 58.8358 | 29.88 | 59.76 | 0.99999 | 0 | 7.48 | 0.10709 | 0 | 0.92415
65.0569 | 0 | 0 | 65.0569 | 35.6933 | 71.3867 | 0.2 | 2.1372 | 7.48 | 0.12502 | 0 | 4.1926
69.6738 | 2.2546 | 0.43247 | 66.9867 | 33.4933 | 66.9867 | 0.95833 | 0 | 7.48 | 0.12502 | 0 | 0
68.7739 | 0.12386 | 0.65 | 68 | 34 | 68 | 0.99999 | 0 | 7.48 | 0.12502 | 0 | 0
57.7501 | 2.2546 | 0 | 55.4955 | 25.68 | 51.36 | 0.99999 | 2.0259 | 12.23 | 0.12502 | 0 | 0
51.353 | 0 | 1.593 | 49.76 | 24.88 | 49.76 | 0.99999 | 0 | 12.23 | 0.12502 | 0 | 0
42.6963 | 0 | 0 | 42.6963 | 24.44 | 48.88 | 0.99999 | 0 | 12.23 | 0.12502 | 0 | 6.1837
23.6126 | 0 | 0 | 23.6126 | 23.68 | 47.36 | 0.99999 | 0 | 12.23 | 0.12502 | 0 | 23.7474
8.1382 | 0 | 0 | 8.1382 | 24.32 | 48.64 | 0.99999 | 0 | 7.48 | 0.12502 | 0 | 40.5018
0.21519 | 0 | 0 | 0.21519 | 24.76 | 49.52 | 0.99999 | 0 | 7.48 | 0.12502 | 0 | 49.3048
0 | 0 | 0 | 0 | 23.8 | 47.6 | 0.2 | 2.1372 | 7.48 | 0.12502 | 0 | 45.4628
0 | 0 | 0 | 0 | 23.88 | 47.76 | 0.2 | 0 | 7.48 | 0.10709 | 0 | 47.76
0 | 0 | 0 | 0 | 23.68 | 47.36 | 0.2 | 0 | 7.48 | 0.10709 | 0 | 47.36
0 | 0 | 0 | 0 | 18.24 | 36.48 | 0.2 | 0 | 7.48 | 0.10709 | 0 | 36.48
0 | 0 | 0 | 0 | 10.76 | 21.52 | 0.2 | 0 | 7.48 | 0.10709 | 0 | 21.52
0 | 0 | 0 | 0 | 9.08 | 18.16 | 0.2 | 0 | 7.48 | 0.10709 | 0 | 18.16
0 | 0 | 0 | 0 | 9.84 | 19.68 | 0.2 | 0 | 7.48 | 0.10709 | 0 | 19.68
0 | 0 | 0 | 0 | 11.36 | 22.72 | 0.2 | 0 | 7.48 | 0.10709 | 0 | 22.72
0 | 0 | 0 | 0 | 13.6 | 27.2 | 0.2 | 0 | 7.48 | 0.10709 | 0 | 27.2
0 | 0 | 0 | 0 | 15.4 | 30.8 | 0.2 | 0 | 7.48 | 0.10709 | 0 | 30.8
0 | 0 | 0 | 0 | 17.6 | 35.2 | 0.2 | 0 | 7.48 | 0.10709 | 0 | 35.2
0.91946 | 0 | 0 | 0.91946 | 24.64 | 49.28 | 0.2 | 0 | 7.48 | 0.10709 | 0 | 48.3605
21.5585 | 0 | 0 | 21.5585 | 24.92 | 49.84 | 0.2 | 0 | 7.48 | 0.10709 | 0 | 28.2815
2.4062 | 0 | 0 | 2.4062 | 27.28 | 54.56 | 0.2 | 0 | 7.48 | 0.10709 | 0 | 52.1537
12.2856 | 0 | 0 | 12.2856 | 29.96 | 59.92 | 0.2 | 0 | 7.48 | 0.10709 | 0 | 47.6344
32.6409 | 0 | 0 | 32.6409 | 33.12 | 66.24 | 0.2 | 0 | 7.48 | 0.10709 | 0 | 33.5991
29.7163 | 0 | 0 | 29.7163 | 32.76 | 65.52 | 0.2 | 0 | 7.48 | 0.10709 | 0 | 35.8037
38.6468 | 0 | 0 | 38.6468 | 30.96 | 61.92 | 0.2 | 0 | 7.48 | 0.10709 | 0 | 23.2732
58.8456 | 2.2546 | 1.951 | 54.64 | 27.32 | 54.64 | 0.95833 | 0 | 7.48 | 0.10709 | 0 | 0
50.4629 | 0 | 0 | 50.4629 | 27.44 | 54.88 | 0.95833 | 0 | 7.48 | 0.10709 | 0 | 4.4171
43.6745 | 0 | 0 | 43.6745 | 29.76 | 59.52 | 0.95833 | 0 | 7.48 | 0.10709 | 0 | 15.8455
27.3491 | 0 | 0 | 27.3491 | 25.88 | 51.76 | 0.95833 | 0 | 7.48 | 0.10709 | 0 | 24.4109
6.358 | 0 | 0 | 6.358 | 26.24 | 52.48 | 0.95833 | 0 | 7.48 | 0.10709 | 0 | 46.122
0.65536 | 0 | 0 | 0.65536 | 25.72 | 51.44 | 0.95833 | 0 | 7.48 | 0.10709 | 0 | 50.7846
0 | 0 | 0 | 0 | 25.92 | 51.84 | 0.95833 | 0 | 7.48 | 0.10709 | 0 | 51.84
0 | 0 | 0 | 0 | 26.08 | 52.16 | 0.95833 | 0 | 7.48 | 0.10709 | 0 | 52.16
0 | 0 | 0 | 0 | 23.48 | 46.96 | 0.95833 | 0 | 7.48 | 0.10709 | 0 | 46.96
0 | 0 | 0 | 0 | 20.24 | 40.48 | 0.95833 | 0 | 7.48 | 0.10709 | 0 | 40.48
0 | 0 | 0 | 0 | 11.56 | 23.12 | 0.95833 | 0 | 7.48 | 0.10709 | 0 | 23.12
0 | 0 | 0 | 0 | 9.88 | 19.76 | 0.95833 | 0 | 7.48 | 0.10709 | 0 | 19.76
0 | 0 | 0 | 0 | 9.56 | 19.12 | 0.95833 | 0 | 7.48 | 0.10709 | 0 | 19.12
0 | 0 | 0 | 0 | 11.8133 | 23.6267 | 0.95833 | 0 | 7.48 | 0.10709 | 0 | 23.6267
0 | 0 | 0 | 0 | 14.1867 | 28.3733 | 0.95833 | 0 | 7.48 | 0.10709 | 0 | 28.3733
0 | 0 | 0 | 0 | 15.92 | 31.84 | 0.95833 | 0 | 7.48 | 0.10709 | 0 | 31.84
3.3355 | 0 | 0 | 3.3355 | 16.72 | 33.44 | 0.95833 | 0 | 7.48 | 0.10709 | 0 | 30.1045
3.9909 | 0 | 0 | 3.9909 | 17.36 | 34.72 | 0.95833 | 0 | 7.48 | 0.10709 | 0 | 30.7291
10.2804 | 0 | 0 | 10.2804 | 21.84 | 43.68 | 0.95833 | 0 | 7.48 | 0.10709 | 0 | 33.3996
18.8001 | 0 | 0 | 18.8001 | 22.32 | 44.64 | 0.95833 | 0 | 7.48 | 0.10709 | 0 | 25.8399
21.3726 | 0 | 0 | 21.3726 | 23.84 | 47.68 | 0.95833 | 0 | 7.48 | 0.10709 | 0 | 26.3074
22.9181 | 0 | 0 | 22.9181 | 23.4 | 46.8 | 0.2 | 2.0259 | 7.48 | 0.10709 | 0 | 21.856
54.5222 | 2.2546 | 4.9876 | 47.28 | 23.64 | 47.28 | 0.95833 | 0 | 7.48 | 0.10709 | 0 | 0
73.3321 | 0.12386 | 28.1682 | 45.04 | 22.52 | 45.04 | 0.99999 | 0 | 7.48 | 0.10709 | 0 | 0
68.4902 | 0 | 21.8822 | 46.608 | 23.304 | 46.608 | 0.99999 | 0 | 7.48 | 0.10709 | 0 | 0
59.4521 | 0 | 15.1001 | 44.352 | 22.176 | 44.352 | 0.99999 | 0 | 7.48 | 0.10709 | 0 | 0
46.0612 | 0 | 0.62118 | 45.44 | 22.72 | 45.44 | 0.99999 | 0 | 7.48 | 0.10709 | 0 | 0
28.8164 | 0 | 0 | 28.8164 | 24.08 | 48.16 | 0.99999 | 0 | 7.48 | 0.10709 | 0 | 19.3436
11.1314 | 0 | 0 | 11.1314 | 24.24 | 48.48 | 0.99999 | 0 | 7.48 | 0.10709 | 0 | 37.3486
0.76296 | 0 | 0 | 0.76296 | 22.8343 | 45.6686 | 0.99999 | 0 | 7.48 | 0.10709 | 0 | 44.9056
0 | 0 | 0 | 0 | 19.2 | 38.4 | 0.99999 | 0 | 7.48 | 0.10709 | 0 | 38.4
0 | 0 | 0 | 0 | 16.1657 | 32.3314 | 0.99999 | 0 | 7.48 | 0.10709 | 0 | 32.3314
0 | 0 | 0 | 0 | 17 | 34 | 0.99999 | 0 | 7.48 | 0.10709 | 0 | 34
0 | 0 | 0 | 0 | 16.6 | 33.2 | 0.99999 | 0 | 7.48 | 0.10709 | 0 | 33.2
0 | 0 | 0 | 0 | 13.4 | 26.8 | 0.99999 | 0 | 7.48 | 0.10709 | 0 | 26.8
0 | 0 | 0 | 0 | 13.2533 | 26.5067 | 0.99999 | 0 | 7.48 | 0.10709 | 0 | 26.5067
0 | 0 | 0 | 0 | 10.0667 | 20.1333 | 0.99999 | 0 | 7.48 | 0.10709 | 0 | 20.1333
0 | 0 | 0 | 0 | 12.12 | 24.24 | 0.99999 | 0 | 7.48 | 0.10709 | 0 | 24.24
0 | 0 | 0 | 0 | 13.76 | 27.52 | 0.99999 | 0 | 7.48 | 0.10709 | 0 | 27.52
0 | 0 | 0 | 0 | 15.4 | 30.8 | 0.99999 | 0 | 7.48 | 0.10709 | 0 | 30.8
0.85099 | 0 | 0 | 0.85099 | 16 | 32 | 0.99999 | 0 | 7.48 | 0.10709 | 0 | 31.149
5.4385 | 0 | 0 | 5.4385 | 16.64 | 33.28 | 0.99999 | 0 | 7.48 | 0.10709 | 0 | 27.8415
9.7913 | 0 | 0 | 9.7913 | 16 | 32 | 0.99999 | 0 | 7.48 | 0.10709 | 0 | 22.2087
19.5533 | 0 | 0 | 19.5533 | 21.04 | 42.08 | 0.99999 | 0 | 7.48 | 0.10709 | 0 | 22.5267
33.9321 | 0 | 0 | 33.9321 | 21.72 | 43.44 | 0.2 | 2.1372 | 7.48 | 0.10709 | 0 | 7.3707
70.3976 | 2.2546 | 24.4097 | 43.7333 | 21.8666 | 43.7333 | 0.95833 | 0 | 7.48 | 0.12502 | 0 | 0
72.6376 | 0.12386 | 27.9271 | 44.5866 | 22.2933 | 44.5866 | 0.99999 | 0 | 7.48 | 0.12502 | 0 | 0
72.8234 | 0 | 28.2634 | 44.56 | 22.28 | 44.56 | 0.99999 | 0 | 7.48 | 0.12502 | 0 | 0
68.363 | 2.2546 | 0 | 66.1084 | 22.2 | 44.4 | 0.99999 | 2.0259 | 12.23 | 0.12502 | 0 | 0
59.1293 | 0 | 13.9293 | 45.2 | 22.6 | 45.2 | 0.99999 | 0 | 12.23 | 0.12502 | 0 | 0
45.8362 | 0 | 0.2362 | 45.6 | 22.8 | 45.6 | 0.99999 | 0 | 12.23 | 0.12502 | 0 | 0
28.6501 | 0 | 0 | 28.6501 | 22.84 | 45.68 | 0.99999 | 0 | 12.23 | 0.12502 | 0 | 17.0299
11.1607 | 0 | 0 | 11.1607 | 21.8 | 43.6 | 0.99999 | 0 | 7.48 | 0.12502 | 0 | 32.4393
1.2325 | 0 | 0 | 1.2325 | 16.12 | 32.24 | 0.99999 | 0 | 7.48 | 0.12502 | 0 | 31.0075
0 | 0 | 0 | 0 | 14.6 | 29.2 | 0.2 | 2.1372 | 7.48 | 0.12502 | 0 | 27.0628
0 | 0 | 0 | 0 | 15.04 | 30.08 | 0.95833 | 0 | 7.48 | 0.10709 | 2.2546 | 30.08
0 | 0 | 0 | 0 | 16.24 | 32.48 | 0.99999 | 0 | 7.48 | 0.10709 | 0.12386 | 32.48
0 | 0 | 0 | 0 | 17 | 34 | 0.99999 | 0 | 7.48 | 0.10709 | 0 | 34
0 | 0 | 0 | 0 | 11.48 | 22.96 | 0.99999 | 0 | 7.48 | 0.10709 | 0 | 22.96
0 | 0 | 0 | 0 | 8.96 | 17.92 | 0.99999 | 0 | 7.48 | 0.10709 | 0 | 17.92
0 | 0 | 0 | 0 | 10.36 | 20.72 | 0.99999 | 0 | 7.48 | 0.10709 | 0 | 20.72
0 | 0 | 0 | 0 | 12.84 | 25.68 | 0.99999 | 0 | 7.48 | 0.10709 | 0 | 25.68
0 | 0 | 0 | 0 | 13.64 | 27.28 | 0.99999 | 0 | 7.48 | 0.10709 | 0 | 27.28
0 | 0 | 0 | 0 | 15.36 | 30.72 | 0.99999 | 0 | 7.48 | 0.10709 | 0 | 30.72
2.9345 | 0 | 0 | 2.9345 | 16.32 | 32.64 | 0.99999 | 0 | 7.48 | 0.10709 | 0 | 29.7055
13.6941 | 0 | 0 | 13.6941 | 23.76 | 47.52 | 0.99999 | 0 | 7.48 | 0.10709 | 0 | 33.8259
27.6426 | 0 | 0 | 27.6426 | 23.88 | 47.76 | 0.99999 | 0 | 7.48 | 0.10709 | 0 | 20.1174
41.6301 | 0 | 0 | 41.6301 | 27.93 | 55.86 | 0.99999 | 0 | 7.48 | 0.10709 | 0 | 14.2299
51.8518 | 0 | 0 | 51.8518 | 32.17 | 64.34 | 0.99999 | 0 | 7.48 | 0.10709 | 0 | 12.4882
58.8456 | 0 | 0 | 58.8456 | 30.8 | 61.6 | 0.2 | 2.1372 | 7.48 | 0.12502 | 0 | 0.61717
67.4044 | 1.5644 | 0 | 65.84 | 32.92 | 65.84 | 0.7262 | 0 | 7.48 | 0.12502 | 0 | 0
64.9004 | 0.81404 | 6.9663 | 57.12 | 28.56 | 57.12 | 0.99999 | 0 | 7.48 | 0.12502 | 0 | 0
59.4716 | 0 | 4.1116 | 55.36 | 27.68 | 55.36 | 0.99999 | 0 | 12.23 | 0.12502 | 0 | 0
50.9226 | 0 | 0 | 50.9226 | 26.52 | 53.04 | 0.99999 | 0 | 12.23 | 0.12502 | 0 | 2.1174
41.053 | 0 | 0 | 41.053 | 25.16 | 50.32 | 0.99999 | 0 | 12.23 | 0.12502 | 0 | 9.267
28.1023 | 0 | 0 | 28.1023 | 25.88 | 51.76 | 0.99999 | 0 | 12.23 | 0.12502 | 0 | 23.6577
9.3414 | 0 | 0 | 9.3414 | 26.32 | 52.64 | 0.99999 | 0 | 7.48 | 0.12502 | 0 | 43.2986
0.6358 | 0 | 0 | 0.6358 | 25.08 | 50.16 | 0.99999 | 0 | 7.48 | 0.12502 | 0 | 49.5242
0 | 0 | 0 | 0 | 25.56 | 51.12 | 0.2 | 2.1372 | 7.48 | 0.12502 | 0 | 48.9828
0 | 0 | 0 | 0 | 26.4 | 52.8 | 0.2 | 0 | 7.48 | 0.10709 | 0 | 52.8
0 | 0 | 0 | 0 | 24.52 | 49.04 | 0.2 | 0 | 7.48 | 0.10709 | 0 | 49.04
0 | 0 | 0 | 0 | 18.76 | 37.52 | 0.2 | 0 | 7.48 | 0.10709 | 0 | 37.52
0 | 0 | 0 | 0 | 12.96 | 25.92 | 0.2 | 0 | 7.48 | 0.10709 | 0 | 25.92
0 | 0 | 0 | 0 | 10.96 | 21.92 | 0.2 | 0 | 7.48 | 0.10709 | 0 | 21.92
0 | 0 | 0 | 0 | 12.04 | 24.08 | 0.2 | 0 | 7.48 | 0.10709 | 0 | 24.08
0 | 0 | 0 | 0 | 14.2 | 28.4 | 0.2 | 0 | 7.48 | 0.10709 | 0 | 28.4
0 | 0 | 0 | 0 | 13 | 26 | 0.2 | 0 | 7.48 | 0.10709 | 0 | 26
0 | 0 | 0 | 0 | 14.72 | 29.44 | 0.2 | 0 | 7.48 | 0.10709 | 0 | 29.44
2.8758 | 0 | 0 | 2.8758 | 17.16 | 34.32 | 0.2 | 0 | 7.48 | 0.10709 | 0 | 31.4442
16.5601 | 0 | 0 | 16.5601 | 24.68 | 49.36 | 0.2 | 0 | 7.48 | 0.10709 | 0 | 32.7999
33.6289 | 0 | 0 | 33.6289 | 23.44 | 46.88 | 0.2 | 0 | 7.48 | 0.10709 | 0 | 13.2511
48.9272 | 0 | 0 | 48.9272 | 24.72 | 49.44 | 0.2 | 0 | 7.48 | 0.10709 | 0 | 0.51284
60.6454 | 2.2546 | 4.6308 | 53.76 | 26.88 | 53.76 | 0.95833 | 0 | 7.48 | 0.10709 | 0 | 0
67.9131 | 0.12386 | 7.3092 | 60.48 | 30.24 | 60.48 | 0.99999 | 0 | 7.48 | 0.12502 | 0 | 0
70.8475 | 0 | 9.2475 | 61.6 | 30.8 | 61.6 | 0.99999 | 0 | 7.48 | 0.12502 | 0 | 0
70.9551 | 0 | 14.1551 | 56.8 | 28.4 | 56.8 | 0.99999 | 0 | 7.48 | 0.12502 | 0 | 0
66.4654 | 2.2546 | 0 | 64.2108 | 27 | 54 | 0.99999 | 2.0259 | 12.23 | 0.12502 | 0 | 0
57.7305 | 0 | 4.1305 | 53.6 | 26.8 | 53.6 | 0.99999 | 0 | 12.23 | 0.12502 | 0 | 0
44.3396 | 0 | 0 | 44.3396 | 27.52 | 55.04 | 0.99999 | 0 | 12.23 | 0.12502 | 0 | 10.7004
28.2099 | 0 | 0 | 28.2099 | 26.56 | 53.12 | 0.99999 | 0 | 12.23 | 0.12502 | 0 | 24.9101
10.701 | 0 | 0 | 10.701 | 24.64 | 49.28 | 0.99999 | 0 | 7.48 | 0.12502 | 0 | 38.579
0.70427 | 0 | 0 | 0.70427 | 24.8 | 49.6 | 0.99999 | 0 | 7.48 | 0.12502 | 0 | 48.8957
0 | 0 | 0 | 0 | 24.8 | 49.6 | 0.2 | 2.1372 | 7.48 | 0.12502 | 0 | 47.4628
0 | 0 | 0 | 0 | 25.12 | 50.24 | 0.2 | 0 | 7.48 | 0.10709 | 0 | 50.24
0 | 0 | 0 | 0 | 18.44 | 36.88 | 0.2 | 0 | 7.48 | 0.10709 | 0 | 36.88
0 | 0 | 0 | 0 | 17.32 | 34.64 | 0.2 | 0 | 7.48 | 0.10709 | 0 | 34.64
0 | 0 | 0 | 0 | 11.64 | 23.28 | 0.2 | 0 | 7.48 | 0.10709 | 0 | 23.28
0 | 0 | 0 | 0 | 9.72 | 19.44 | 0.2 | 0 | 7.48 | 0.10709 | 0 | 19.44
0 | 0 | 0 | 0 | 10.8 | 21.6 | 0.2 | 0 | 7.48 | 0.10709 | 0 | 21.6
0 | 0 | 0 | 0 | 12.16 | 24.32 | 0.2 | 0 | 7.48 | 0.10709 | 0 | 24.32
0 | 0 | 0 | 0 | 13.76 | 27.52 | 0.2 | 0 | 7.48 | 0.10709 | 0 | 27.52
0 | 0 | 0 | 0 | 14.72 | 29.44 | 0.2 | 0 | 7.48 | 0.10709 | 0 | 29.44
3.1496 | 0 | 0 | 3.1496 | 17.44 | 34.88 | 0.2 | 0 | 7.48 | 0.10709 | 0 | 31.7304
7.61 | 0 | 0 | 7.61 | 24.72 | 49.44 | 0.2 | 0 | 7.48 | 0.10709 | 0 | 41.83
14.7505 | 0 | 0 | 14.7505 | 25.36 | 50.72 | 0.2 | 0 | 7.48 | 0.10709 | 0 | 35.9695
35.4287 | 0 | 0 | 35.4287 | 25.56 | 51.12 | 0.2 | 0 | 7.48 | 0.10709 | 0 | 15.6913
59.902 | 2.2546 | 0.7674 | 56.88 | 28.44 | 56.88 | 0.95833 | 0 | 7.48 | 0.10709 | 0 | 0
67.561 | 0.12386 | 4.3971 | 63.04 | 31.52 | 63.04 | 0.99999 | 0 | 7.48 | 0.12502 | 0 | 0
70.2411 | 0 | 8.9611 | 61.28 | 30.64 | 61.28 | 0.99999 | 0 | 7.48 | 0.12502 | 0 | 0
70.4758 | 0 | 17.1958 | 53.28 | 26.64 | 53.28 | 0.99999 | 0 | 7.48 | 0.12502 | 0 | 0
65.9763 | 2.2546 | 0 | 63.7217 | 26.88 | 53.76 | 0.99999 | 2.0259 | 12.23 | 0.12502 | 0 | 0
57.0458 | 0 | 5.9258 | 51.12 | 25.56 | 51.12 | 0.99999 | 0 | 12.23 | 0.12502 | 0 | 0
44.1342 | 0 | 0 | 44.1342 | 24.8 | 49.6 | 0.99999 | 0 | 12.23 | 0.12502 | 0 | 5.4658
27.8382 | 0 | 0 | 27.8382 | 25.12 | 50.24 | 0.99999 | 0 | 12.23 | 0.12502 | 0 | 22.4018
11.014 | 0 | 0 | 11.014 | 25.96 | 51.92 | 0.99999 | 0 | 7.48 | 0.12502 | 0 | 40.906
0.8999 | 0 | 0 | 0.8999 | 24.72 | 49.44 | 0.99999 | 0 | 7.48 | 0.12502 | 0 | 48.5401
0 | 0 | 0 | 0 | 24.4 | 48.8 | 0.2 | 2.1372 | 7.48 | 0.12502 | 0 | 46.6628
0 | 0 | 0 | 0 | 24.84 | 49.68 | 0.95833 | 0 | 7.48 | 0.10709 | 2.2546 | 49.68
0 | 0 | 0 | 0 | 22.76 | 45.52 | 0.99999 | 0 | 7.48 | 0.10709 | 0.12386 | 45.52
0 | 0 | 0 | 0 | 19.56 | 39.12 | 0.99999 | 0 | 7.48 | 0.10709 | 0 | 39.12
0 | 0 | 0 | 0 | 13.16 | 26.32 | 0.99999 | 0 | 7.48 | 0.10709 | 0 | 26.32
0 | 0 | 0 | 0 | 11.52 | 23.04 | 0.99999 | 0 | 7.48 | 0.10709 | 0 | 23.04
0 | 0 | 0 | 0 | 10.68 | 21.36 | 0.99999 | 0 | 7.48 | 0.10709 | 0 | 21.36
0 | 0 | 0 | 0 | 12.04 | 24.08 | 0.99999 | 0 | 7.48 | 0.10709 | 0 | 24.08
0 | 0 | 0 | 0 | 14.28 | 28.56 | 0.99999 | 0 | 7.48 | 0.10709 | 0 | 28.56
0 | 0 | 0 | 0 | 15.92 | 31.84 | 0.99999 | 0 | 7.48 | 0.10709 | 0 | 31.84
3.7268 | 0 | 0 | 3.7268 | 18.04 | 36.08 | 0.99999 | 0 | 7.48 | 0.10709 | 0 | 32.3532
6.0156 | 0 | 0 | 6.0156 | 25.08 | 50.16 | 0.99999 | 0 | 7.48 | 0.10709 | 0 | 44.1444
12.5106 | 0 | 0 | 12.5106 | 24.4533 | 48.9067 | 0.99999 | 0 | 7.48 | 0.10709 | 0 | 36.3961
15.3765 | 0 | 0 | 15.3765 | 25.6667 | 51.3333 | 0.99999 | 0 | 7.48 | 0.10709 | 0 | 35.9568
13.7528 | 0 | 0 | 13.7528 | 27.4 | 54.8 | 0.99999 | 0 | 7.48 | 0.10709 | 0 | 41.0472
12.0704 | 0 | 0 | 12.0704 | 32.8 | 65.6 | 0.99999 | 0 | 7.48 | 0.12502 | 0 | 53.5296
38.3044 | 0 | 0 | 38.3044 | 34.96 | 69.92 | 0.99999 | 0 | 7.48 | 0.12502 | 0 | 31.6156
55.9307 | 0 | 0 | 55.9307 | 35.24 | 70.48 | 0.24166 | 2.0259 | 7.48 | 0.12502 | 0 | 12.5234
66.5926 | 2.2546 | 3.698 | 60.64 | 30.32 | 60.64 | 0.99999 | 0 | 12.23 | 0.12502 | 0 | 0
56.547 | 0 | 0 | 56.547 | 32.44 | 64.88 | 0.99999 | 0 | 12.23 | 0.12502 | 0 | 8.333
43.7821 | 0 | 0 | 43.7821 | 32.56 | 65.12 | 0.99999 | 0 | 12.23 | 0.12502 | 0 | 21.3379
27.6719 | 0 | 0 | 27.6719 | 31.56 | 63.12 | 0.99999 | 0 | 12.23 | 0.12502 | 0 | 35.4481
11.3074 | 0 | 0 | 11.3074 | 30.96 | 61.92 | 0.99999 | 0 | 7.48 | 0.12502 | 0 | 50.6126
0.99772 | 0 | 0 | 0.99772 | 33.48 | 66.96 | 0.99999 | 0 | 7.48 | 0.12502 | 0 | 65.9623
0 | 0 | 0 | 0 | 30.32 | 60.64 | 0.2 | 2.1372 | 7.48 | 0.12502 | 0 | 58.5028
0 | 0 | 0 | 0 | 28.4 | 56.8 | 0.2 | 0 | 7.48 | 0.10709 | 0 | 56.8
0 | 0 | 0 | 0 | 26.64 | 53.28 | 0.2 | 0 | 7.48 | 0.10709 | 0 | 53.28
0 | 0 | 0 | 0 | 22.76 | 45.52 | 0.2 | 0 | 7.48 | 0.10709 | 0 | 45.52
0 | 0 | 0 | 0 | 11.52 | 23.04 | 0.2 | 0 | 7.48 | 0.10709 | 0 | 23.04
0 | 0 | 0 | 0 | 9.24 | 18.48 | 0.2 | 0 | 7.48 | 0.10709 | 0 | 18.48
0 | 0 | 0 | 0 | 9.4 | 18.8 | 0.2 | 0 | 7.48 | 0.10709 | 0 | 18.8
0 | 0 | 0 | 0 | 9 | 18 | 0.2 | 0 | 7.48 | 0.10709 | 0 | 18
0 | 0 | 0 | 0 | 12.2 | 24.4 | 0.2 | 0 | 7.48 | 0.10709 | 0 | 24.4
0 | 0 | 0 | 0 | 13.8 | 27.6 | 0.2 | 0 | 7.48 | 0.10709 | 0 | 27.6
0 | 0 | 0 | 0 | 17.36 | 34.72 | 0.2 | 0 | 7.48 | 0.10709 | 0 | 34.72
4.2158 | 0 | 0 | 4.2158 | 24.08 | 48.16 | 0.2 | 0 | 7.48 | 0.10709 | 0 | 43.9442
7.1405 | 0 | 0 | 7.1405 | 23.76 | 47.52 | 0.2 | 0 | 7.48 | 0.10709 | 0 | 40.3795
9.2631 | 0 | 0 | 9.2631 | 27.48 | 54.96 | 0.2 | 0 | 7.48 | 0.10709 | 0 | 45.6969
30.5379 | 0 | 0 | 30.5379 | 31.56 | 63.12 | 0.2 | 0 | 7.48 | 0.10709 | 0 | 32.5821
21.8128 | 0 | 0 | 21.8128 | 38.4 | 76.8 | 0.2 | 0 | 7.48 | 0.10709 | 0 | 54.9872
29.413 | 0 | 0 | 29.413 | 40.8 | 81.6 | 0.2 | 0 | 7.48 | 0.10709 | 0 | 52.187
59.7455 | 0 | 0 | 59.7455 | 38.2 | 76.4 | 0.2 | 0 | 7.48 | 0.10709 | 0 | 16.6545
64.6363 | 0 | 0 | 64.6363 | 38.24 | 76.48 | 0.2 | 0 | 7.48 | 0.10709 | 0 | 11.8437
54.8156 | 0 | 0 | 54.8156 | 39.96 | 79.92 | 0.2 | 0 | 7.48 | 0.10709 | 0 | 25.1044
42.3833 | 0 | 0 | 42.3833 | 40.64 | 81.28 | 0.2 | 0 | 7.48 | 0.10709 | 0 | 38.8967
26.9187 | 0 | 0 | 26.9187 | 36.68 | 73.36 | 0.2 | 0 | 7.48 | 0.10709 | 0 | 46.4413
11.1607 | 0 | 0 | 11.1607 | 38.32 | 76.64 | 0.2 | 0 | 7.48 | 0.10709 | 0 | 65.4793
0.96837 | 0 | 0 | 0.96837 | 37.28 | 74.56 | 0.2 | 0 | 7.48 | 0.10709 | 0 | 73.5916
0 | 0 | 0 | 0 | 35.32 | 70.64 | 0.2 | 0 | 7.48 | 0.10709 | 0 | 70.64
0 | 0 | 0 | 0 | 33.36 | 66.72 | 0.2 | 0 | 7.48 | 0.10709 | 0 | 66.72
0 | 0 | 0 | 0 | 29.48 | 58.96 | 0.2 | 0 | 7.48 | 0.10709 | 0 | 58.96
0 | 0 | 0 | 0 | 21.6 | 43.2 | 0.2 | 0 | 7.48 | 0.10709 | 0 | 43.2
0 | 0 | 0 | 0 | 12.16 | 24.32 | 0.2 | 0 | 7.48 | 0.10709 | 0 | 24.32
0 | 0 | 0 | 0 | 9.44 | 18.88 | 0.2 | 0 | 7.48 | 0.10709 | 0 | 18.88
0 | 0 | 0 | 0 | 9.92 | 19.84 | 0.2 | 0 | 7.48 | 0.10709 | 0 | 19.84
0 | 0 | 0 | 0 | 9.2 | 18.4 | 0.2 | 0 | 7.48 | 0.10709 | 0 | 18.4
0 | 0 | 0 | 0 | 12.24 | 24.48 | 0.2 | 0 | 7.48 | 0.10709 | 0 | 24.48
0 | 0 | 0 | 0 | 14.28 | 28.56 | 0.2 | 0 | 7.48 | 0.10709 | 0 | 28.56
3.7854 | 0 | 0 | 3.7854 | 15.88 | 31.76 | 0.2 | 0 | 7.48 | 0.10709 | 0 | 27.9746
5.0277 | 0 | 0 | 5.0277 | 16.36 | 32.72 | 0.2 | 0 | 7.48 | 0.10709 | 0 | 27.6923
10.0847 | 0 | 0 | 10.0847 | 20.32 | 40.64 | 0.2 | 0 | 7.48 | 0.10709 | 0 | 30.5553
15.0733 | 0 | 0 | 15.0733 | 20.92 | 41.84 | 0.2 | 0 | 7.48 | 0.10709 | 0 | 26.7667
20.8444 | 0 | 0 | 20.8444 | 21.8 | 43.6 | 0.2 | 0 | 7.48 | 0.10709 | 0 | 22.7556
38.1675 | 0 | 0 | 38.1675 | 22.52 | 45.04 | 0.2 | 0 | 7.48 | 0.10709 | 0 | 6.8725
70.5639 | 2.2546 | 20.1493 | 48.16 | 24.08 | 48.16 | 0.95833 | 0 | 7.48 | 0.10709 | 0 | 0
69.1554 | 0.12386 | 19.5915 | 49.44 | 24.72 | 49.44 | 0.99999 | 0 | 7.48 | 0.10709 | 0 | 0
65.7122 | 2.2546 | 0 | 63.4576 | 26.36 | 52.72 | 0.99999 | 2.0259 | 7.48 | 0.10709 | 0 | 0
57.2415 | 0 | 1.4814 | 55.76 | 27.88 | 55.76 | 0.99999 | 0 | 7.48 | 0.10709 | 0 | 0
44.9363 | 0 | 0 | 44.9363 | 29.16 | 58.32 | 0.99999 | 0 | 7.48 | 0.10709 | 0 | 13.3837
28.4642 | 0 | 0 | 28.4642 | 29.44 | 58.88 | 0.99999 | 0 | 7.48 | 0.10709 | 0 | 30.4158
11.4933 | 0 | 0 | 11.4933 | 29.36 | 58.72 | 0.99999 | 0 | 7.48 | 0.10709 | 0 | 47.2267
1.1151 | 0 | 0 | 1.1151 | 26.44 | 52.88 | 0.99999 | 0 | 7.48 | 0.10709 | 0 | 51.7649
0 | 0 | 0 | 0 | 26.36 | 52.72 | 0.99999 | 0 | 7.48 | 0.10709 | 0 | 52.72
0 | 0 | 0 | 0 | 26 | 52 | 0.99999 | 0 | 7.48 | 0.10709 | 0 | 52
0 | 0 | 0 | 0 | 23.8 | 47.6 | 0.99999 | 0 | 7.48 | 0.10709 | 0 | 47.6
0 | 0 | 0 | 0 | 20.84 | 41.68 | 0.99999 | 0 | 7.48 | 0.10709 | 0 | 41.68
0 | 0 | 0 | 0 | 14.48 | 28.96 | 0.99999 | 0 | 7.48 | 0.10709 | 0 | 28.96
0 | 0 | 0 | 0 | 12.6 | 25.2 | 0.99999 | 0 | 7.48 | 0.10709 | 0 | 25.2
0 | 0 | 0 | 0 | 11.52 | 23.04 | 0.99999 | 0 | 7.48 | 0.10709 | 0 | 23.04
0 | 0 | 0 | 0 | 9.32 | 18.64 | 0.99999 | 0 | 7.48 | 0.10709 | 0 | 18.64
0 | 0 | 0 | 0 | 11.72 | 23.44 | 0.99999 | 0 | 7.48 | 0.10709 | 0 | 23.44
0 | 0 | 0 | 0 | 15.64 | 31.28 | 0.99999 | 0 | 7.48 | 0.10709 | 0 | 31.28
0.40104 | 0 | 0 | 0.40104 | 16.2 | 32.4 | 0.99999 | 0 | 7.48 | 0.10709 | 0 | 31.999
2.9834 | 0 | 0 | 2.9834 | 17.72 | 35.44 | 0.99999 | 0 | 7.48 | 0.10709 | 0 | 32.4566
5.5461 | 0 | 0 | 5.5461 | 15.56 | 31.12 | 0.99999 | 0 | 7.48 | 0.10709 | 0 | 25.5739
12.2171 | 0 | 0 | 12.2171 | 20.52 | 41.04 | 0.99999 | 0 | 7.48 | 0.10709 | 0 | 28.8229
20.4727 | 0 | 0 | 20.4727 | 24.52 | 49.04 | 0.99999 | 0 | 7.48 | 0.10709 | 0 | 28.5673
27.0752 | 0 | 0 | 27.0752 | 27.08 | 54.16 | 0.99999 | 0 | 7.48 | 0.12502 | 0 | 27.0848
53.0941 | 0 | 0 | 53.0941 | 32.8 | 65.6 | 0.99999 | 0 | 7.48 | 0.12502 | 0 | 12.5059
69.6835 | 0 | 0 | 69.6835 | 38 | 76 | 0.99999 | 0 | 7.48 | 0.12502 | 0 | 6.3165
66.172 | 0 | 0 | 66.172 | 41.56 | 83.12 | 0.99999 | 0 | 12.23 | 0.12502 | 0 | 16.948
57.6425 | 0 | 0 | 57.6425 | 43.76 | 87.52 | 0.99999 | 0 | 12.23 | 0.12502 | 0 | 29.8775
44.8874 | 0 | 0 | 44.8874 | 45.68 | 91.36 | 0.99999 | 0 | 12.23 | 0.12502 | 0 | 46.4726
28.7088 | 0 | 0 | 28.7088 | 42 | 84 | 0.99999 | 0 | 12.23 | 0.12502 | 0 | 55.2912
11.4248 | 0 | 0 | 11.4248 | 41.68 | 83.36 | 0.99999 | 0 | 7.48 | 0.12502 | 0 | 71.9352
0.99772 | 0 | 0 | 0.99772 | 36.2 | 72.4 | 0.99999 | 0 | 7.48 | 0.12502 | 0 | 71.4023
0 | 0 | 0 | 0 | 30.56 | 61.12 | 0.2 | 2.1372 | 7.48 | 0.12502 | 0 | 58.9828
0 | 0 | 0 | 0 | 25.48 | 50.96 | 0.95833 | 0 | 7.48 | 0.10709 | 2.2546 | 50.96
0 | 0 | 0 | 0 | 24.4 | 48.8 | 0.99999 | 0 | 7.48 | 0.10709 | 0.12386 | 48.8
0 | 0 | 0 | 0 | 25.64 | 51.28 | 0.99999 | 0 | 7.48 | 0.10709 | 0 | 51.28
0 | 0 | 0 | 0 | 14.8 | 29.6 | 0.99999 | 0 | 7.48 | 0.10709 | 0 | 29.6
0 | 0 | 0 | 0 | 9.84 | 19.68 | 0.99999 | 0 | 7.48 | 0.10709 | 0 | 19.68
0 | 0 | 0 | 0 | 11.72 | 23.44 | 0.99999 | 0 | 7.48 | 0.10709 | 0 | 23.44
0 | 0 | 0 | 0 | 9.96 | 19.92 | 0.99999 | 0 | 7.48 | 0.10709 | 0 | 19.92
0 | 0 | 0 | 0 | 11.92 | 23.84 | 0.99999 | 0 | 7.48 | 0.10709 | 0 | 23.84
0 | 0 | 0 | 0 | 14.2 | 28.4 | 0.99999 | 0 | 7.48 | 0.10709 | 0 | 28.4
3.2475 | 0 | 0 | 3.2475 | 16.32 | 32.64 | 0.99999 | 0 | 7.48 | 0.10709 | 0 | 29.3925
11.4444 | 0 | 0 | 11.4444 | 22.72 | 45.44 | 0.99999 | 0 | 7.48 | 0.10709 | 0 | 33.9956
18.5262 | 0 | 0 | 18.5262 | 23.64 | 47.28 | 0.99999 | 0 | 7.48 | 0.10709 | 0 | 28.7538
47.4795 | 0 | 0 | 47.4795 | 31.44 | 62.88 | 0.99999 | 0 | 7.48 | 0.10709 | 0 | 15.4005
56.3905 | 0 | 0 | 56.3905 | 40 | 80 | 0.99999 | 0 | 7.48 | 0.10709 | 0 | 23.6095
64.5678 | 0 | 0 | 64.5678 | 42.64 | 85.28 | 0.99999 | 0 | 7.48 | 0.12502 | 0 | 20.7122
69.0184 | 0 | 0 | 69.0184 | 47.32 | 94.64 | 0.99999 | 0 | 7.48 | 0.12502 | 0 | 25.6216
68.2163 | 0 | 0 | 68.2163 | 45.84 | 91.68 | 0.99999 | 0 | 7.48 | 0.12502 | 0 | 23.4637
64.1765 | 0 | 0 | 64.1765 | 45 | 90 | 0.99999 | 0 | 12.23 | 0.12502 | 0 | 25.8235
55.8133 | 0 | 0 | 55.8133 | 48.72 | 97.44 | 0.99999 | 0 | 12.23 | 0.12502 | 0 | 41.6267
43.4984 | 0 | 0 | 43.4984 | 45.12 | 90.24 | 0.99999 | 0 | 12.23 | 0.12502 | 0 | 46.7416
27.7697 | 0 | 0 | 27.7697 | 44.8 | 89.6 | 0.99999 | 0 | 12.23 | 0.12502 | 0 | 61.8303
11.2879 | 0 | 0 | 11.2879 | 42.04 | 84.08 | 0.99999 | 0 | 7.48 | 0.12502 | 0 | 72.7921
1.0955 | 0 | 0 | 1.0955 | 45.92 | 91.84 | 0.99999 | 0 | 7.48 | 0.12502 | 0 | 90.7445
0 | 0 | 0 | 0 | 49.48 | 98.96 | 0.2 | 2.1372 | 7.48 | 0.12502 | 0 | 96.8228
0 | 0 | 0 | 0 | 47.24 | 94.48 | 0.95833 | 0 | 7.48 | 0.10709 | 2.2546 | 94.48
0 | 0 | 0 | 0 | 41.12 | 82.24 | 0.99999 | 0 | 7.48 | 0.10709 | 0.12386 | 82.24
0 | 0 | 0 | 0 | 31.72 | 63.44 | 0.99999 | 0 | 7.48 | 0.10709 | 0 | 63.44
0 | 0 | 0 | 0 | 14.56 | 29.12 | 0.99999 | 0 | 7.48 | 0.10709 | 0 | 29.12
0 | 0 | 0 | 0 | 9.32 | 18.64 | 0.99999 | 0 | 7.48 | 0.10709 | 0 | 18.64
0 | 0 | 0 | 0 | 11.84 | 23.68 | 0.99999 | 0 | 7.48 | 0.10709 | 0 | 23.68
0 | 0 | 0 | 0 | 11.72 | 23.44 | 0.99999 | 0 | 7.48 | 0.10709 | 0 | 23.44
0 | 0 | 0 | 0 | 12.84 | 25.68 | 0.99999 | 0 | 7.48 | 0.10709 | 0 | 25.68
0 | 0 | 0 | 0 | 14.28 | 28.56 | 0.99999 | 0 | 7.48 | 0.10709 | 0 | 28.56
3.3551 | 0 | 0 | 3.3551 | 21.28 | 42.56 | 0.99999 | 0 | 7.48 | 0.10709 | 0 | 39.2049
16.9807 | 0 | 0 | 16.9807 | 27.84 | 55.68 | 0.99999 | 0 | 7.48 | 0.10709 | 0 | 38.6993
32.6605 | 0 | 0 | 32.6605 | 30.4 | 60.8 | 0.99999 | 0 | 7.48 | 0.10709 | 0 | 28.1395
45.9634 | 0 | 0 | 45.9634 | 34.84 | 69.68 | 0.99999 | 0 | 7.48 | 0.10709 | 0 | 23.7166
57.5153 | 0 | 0 | 57.5153 | 39.48 | 78.96 | 0.99999 | 0 | 7.48 | 0.10709 | 0 | 21.4447
65.6144 | 0 | 0 | 65.6144 | 43.28 | 86.56 | 0.99999 | 0 | 7.48 | 0.12502 | 0 | 20.9456
68.6076 | 0 | 0 | 68.6076 | 42.92 | 85.84 | 0.99999 | 0 | 7.48 | 0.12502 | 0 | 17.2324
69.0967 | 0 | 0 | 69.0967 | 39.84 | 79.68 | 0.99999 | 0 | 7.48 | 0.12502 | 0 | 10.5833
64.3233 | 0 | 0 | 64.3233 | 40.44 | 80.88 | 0.99999 | 0 | 12.23 | 0.12502 | 0 | 16.5567
55.7253 | 0 | 0 | 55.7253 | 43.2 | 86.4 | 0.99999 | 0 | 12.23 | 0.12502 | 0 | 30.6747
43.5278 | 0 | 0 | 43.5278 | 47.6 | 95.2 | 0.99999 | 0 | 12.23 | 0.12502 | 0 | 51.6722
27.7502 | 0 | 0 | 27.7502 | 60.44 | 120.88 | 0.24166 | 2.0259 | 12.23 | 0.12502 | 0 | 91.1039
11.3857 | 0 | 0 | 11.3857 | 51.52 | 103.04 | 0.99999 | 0 | 7.48 | 0.12502 | 2.2546 | 91.6543
1.2227 | 0 | 0 | 1.2227 | 52.16 | 104.32 | 0.2 | 2.1372 | 7.48 | 0.12502 | 0 | 100.96
0 | 0 | 0 | 0 | 48.32 | 96.64 | 0.2 | 0 | 7.48 | 0.12502 | 0 | 96.64
0 | 0 | 0 | 0 | 35.4 | 70.8 | 0.95833 | 0 | 7.48 | 0.10709 | 2.2546 | 70.8
0 | 0 | 0 | 0 | 29.92 | 59.84 | 0.99999 | 0 | 7.48 | 0.10709 | 0.12386 | 59.84
0 | 0 | 0 | 0 | 21.08 | 42.16 | 0.99999 | 0 | 7.48 | 0.10709 | 0 | 42.16
0 | 0 | 0 | 0 | 11.32 | 22.64 | 0.99999 | 0 | 7.48 | 0.10709 | 0 | 22.64
0 | 0 | 0 | 0 | 9.8 | 19.6 | 0.99999 | 0 | 7.48 | 0.10709 | 0 | 19.6
0 | 0 | 0 | 0 | 9.72 | 19.44 | 0.99999 | 0 | 7.48 | 0.10709 | 0 | 19.44
0 | 0 | 0 | 0 | 9.72 | 19.44 | 0.99999 | 0 | 7.48 | 0.10709 | 0 | 19.44
0 | 0 | 0 | 0 | 12.6 | 25.2 | 0.99999 | 0 | 7.48 | 0.10709 | 0 | 25.2
0 | 0 | 0 | 0 | 14.84 | 29.68 | 0.99999 | 0 | 7.48 | 0.10709 | 0 | 29.68
3.5605 | 0 | 0 | 3.5605 | 18 | 36 | 0.99999 | 0 | 7.48 | 0.10709 | 0 | 32.4395
5.7222 | 0 | 0 | 5.7222 | 23.88 | 47.76 | 0.99999 | 0 | 7.48 | 0.10709 | 0 | 42.0378
12.0606 | 0 | 0 | 12.0606 | 23.76 | 47.52 | 0.99999 | 0 | 7.48 | 0.10709 | 0 | 35.4594
19.9934 | 0 | 0 | 19.9934 | 24.88 | 49.76 | 0.99999 | 0 | 7.48 | 0.10709 | 0 | 29.7666
36.0938 | 0 | 0 | 36.0938 | 29.36 | 58.72 | 0.99999 | 0 | 7.48 | 0.10709 | 0 | 22.6262
57.6914 | 0 | 0 | 57.6914 | 33.08 | 66.16 | 0.2 | 2.1372 | 7.48 | 0.12502 | 0 | 6.3314
72.7158 | 2.2546 | 10.1412 | 60.32 | 30.16 | 60.32 | 0.95833 | 0 | 7.48 | 0.12502 | 0 | 0
71.8062 | 0.12386 | 14.5623 | 57.12 | 28.56 | 57.12 | 0.99999 | 0 | 7.48 | 0.12502 | 0 | 0
65.7024 | 2.2546 | 0 | 63.4478 | 31.12 | 62.24 | 0.99999 | 2.0259 | 12.23 | 0.12502 | 0 | 0
57.3784 | 0 | 0 | 57.3784 | 32.96 | 65.92 | 0.99999 | 0 | 12.23 | 0.12502 | 0 | 8.5416
45.0048 | 0 | 0 | 45.0048 | 33 | 66 | 0.99999 | 0 | 12.23 | 0.12502 | 0 | 20.9952
29.012 | 0 | 0 | 29.012 | 36.4 | 72.8 | 0.99999 | 0 | 12.23 | 0.12502 | 0 | 43.788
11.9921 | 0 | 0 | 11.9921 | 35.16 | 70.32 | 0.99999 | 0 | 7.48 | 0.12502 | 0 | 58.3279
1.4183 | 0 | 0 | 1.4183 | 31.16 | 62.32 | 0.99999 | 0 | 7.48 | 0.12502 | 0 | 60.9017
0 | 0 | 0 | 0 | 28.92 | 57.84 | 0.2 | 2.1372 | 7.48 | 0.12502 | 0 | 55.7028
0 | 0 | 0 | 0 | 26.68 | 53.36 | 0.2 | 0 | 7.48 | 0.10709 | 0 | 53.36
0 | 0 | 0 | 0 | 22.56 | 45.12 | 0.2 | 0 | 7.48 | 0.10709 | 0 | 45.12
0 | 0 | 0 | 0 | 19.48 | 38.96 | 0.2 | 0 | 7.48 | 0.10709 | 0 | 38.96
0 | 0 | 0 | 0 | 11.04 | 22.08 | 0.2 | 0 | 7.48 | 0.10709 | 0 | 22.08
0 | 0 | 0 | 0 | 9.92 | 19.84 | 0.2 | 0 | 7.48 | 0.10709 | 0 | 19.84
0 | 0 | 0 | 0 | 9.76 | 19.52 | 0.2 | 0 | 7.48 | 0.10709 | 0 | 19.52
0 | 0 | 0 | 0 | 9.56 | 19.12 | 0.2 | 0 | 7.48 | 0.10709 | 0 | 19.12
0 | 0 | 0 | 0 | 12.52 | 25.04 | 0.2 | 0 | 7.48 | 0.10709 | 0 | 25.04
0 | 0 | 0 | 0 | 14.52 | 29.04 | 0.2 | 0 | 7.48 | 0.10709 | 0 | 29.04
3.8441 | 0 | 0 | 3.8441 | 17.2 | 34.4 | 0.2 | 0 | 7.48 | 0.10709 | 0 | 30.5559
11.8161 | 0 | 0 | 11.8161 | 24.36 | 48.72 | 0.2 | 0 | 7.48 | 0.10709 | 0 | 36.9039
34.695 | 0 | 0 | 34.695 | 23.12 | 46.24 | 0.2 | 0 | 7.48 | 0.10709 | 0 | 11.545
48.0957 | 0 | 0 | 48.0957 | 24.92 | 49.84 | 0.2 | 0 | 7.48 | 0.10709 | 0 | 1.7443
59.7651 | 2.2546 | 3.9905 | 53.52 | 26.76 | 53.52 | 0.95833 | 0 | 7.48 | 0.10709 | 0 | 0
67.8153 | 0.12386 | 11.2914 | 56.4 | 28.2 | 56.4 | 0.99999 | 0 | 7.48 | 0.12502 | 0 | 0
70.4563 | 0 | 11.5763 | 58.88 | 29.44 | 58.88 | 0.99999 | 0 | 7.48 | 0.12502 | 0 | 0
70.9845 | 0 | 10.6645 | 60.32 | 30.16 | 60.32 | 0.99999 | 0 | 7.48 | 0.12502 | 0 | 0
66.7882 | 0 | 0 | 66.7882 | 33.4 | 66.8 | 0.99999 | 0 | 12.23 | 0.12502 | 0 | 0.011786
58.2098 | 0 | 0 | 58.2098 | 33.28 | 66.56 | 0.99999 | 0 | 12.23 | 0.12502 | 0 | 8.3502
44.9167 | 0 | 0 | 44.9167 | 37.92 | 75.84 | 0.99999 | 0 | 12.23 | 0.12502 | 0 | 30.9233
28.6403 | 0 | 0 | 28.6403 | 40.56 | 81.12 | 0.99999 | 0 | 12.23 | 0.12502 | 0 | 52.4797
11.9237 | 0 | 0 | 11.9237 | 40.88 | 81.76 | 0.99999 | 0 | 7.48 | 0.12502 | 0 | 69.8363
1.2227 | 0 | 0 | 1.2227 | 40.48 | 80.96 | 0.99999 | 0 | 7.48 | 0.12502 | 0 | 79.7373
0 | 0 | 0 | 0 | 39.88 | 79.76 | 0.2 | 2.1372 | 7.48 | 0.12502 | 0 | 77.6228
0 | 0 | 0 | 0 | 36.36 | 72.72 | 0.95833 | 0 | 7.48 | 0.10709 | 2.2546 | 72.72
0 | 0 | 0 | 0 | 28.28 | 56.56 | 0.99999 | 0 | 7.48 | 0.10709 | 0.12386 | 56.56
0 | 0 | 0 | 0 | 18.28 | 36.56 | 0.99999 | 0 | 7.48 | 0.10709 | 0 | 36.56
0 | 0 | 0 | 0 | 11.44 | 22.88 | 0.99999 | 0 | 7.48 | 0.10709 | 0 | 22.88
0 | 0 | 0 | 0 | 11.12 | 22.24 | 0.99999 | 0 | 7.48 | 0.10709 | 0 | 22.24
0 | 0 | 0 | 0 | 8.84 | 17.68 | 0.99999 | 0 | 7.48 | 0.10709 | 0 | 17.68
0 | 0 | 0 | 0 | 8.24 | 16.48 | 0.99999 | 0 | 7.48 | 0.10709 | 0 | 16.48
0 | 0 | 0 | 0 | 10.76 | 21.52 | 0.99999 | 0 | 7.48 | 0.10709 | 0 | 21.52
0 | 0 | 0 | 0 | 13.32 | 26.64 | 0.99999 | 0 | 7.48 | 0.10709 | 0 | 26.64
3.7659 | 0 | 0 | 3.7659 | 16.36 | 32.72 | 0.99999 | 0 | 7.48 | 0.10709 | 0 | 28.9541
7.9817 | 0 | 0 | 7.9817 | 22.2 | 44.4 | 0.99999 | 0 | 7.48 | 0.10709 | 0 | 36.4183
11.8845 | 0 | 0 | 11.8845 | 23.36 | 46.72 | 0.99999 | 0 | 7.48 | 0.10709 | 0 | 34.8355
13.3518 | 0 | 0 | 13.3518 | 27.44 | 54.88 | 0.99999 | 0 | 7.48 | 0.10709 | 0 | 41.5282
24.1897 | 0 | 0 | 24.1897 | 33.68 | 67.36 | 0.99999 | 0 | 7.48 | 0.10709 | 0 | 43.1703
22.742 | 0 | 0 | 22.742 | 41.96 | 83.92 | 0.99999 | 0 | 7.48 | 0.10709 | 0 | 61.178
26.8992 | 0 | 0 | 26.8992 | 47 | 94 | 0.99999 | 0 | 7.48 | 0.10709 | 0 | 67.1008
25.7547 | 0 | 0 | 25.7547 | 40.16 | 80.32 | 0.99999 | 0 | 7.48 | 0.10709 | 0 | 54.5653
37.5121 | 0 | 0 | 37.5121 | 34.44 | 68.88 | 0.99999 | 0 | 7.48 | 0.10709 | 0 | 31.3679
49.0543 | 0 | 0 | 49.0543 | 35.96 | 71.92 | 0.99999 | 0 | 7.48 | 0.10709 | 0 | 22.8657
46.2079 | 0 | 0 | 46.2079 | 36.32 | 72.64 | 0.99999 | 0 | 7.48 | 0.10709 | 0 | 26.4321
17.4307 | 0 | 0 | 17.4307 | 35.52 | 71.04 | 0.99999 | 0 | 7.48 | 0.10709 | 0 | 53.6093
3.3746 | 0 | 0 | 3.3746 | 32.64 | 65.28 | 0.99999 | 0 | 7.48 | 0.10709 | 0 | 61.9054
1.5259 | 0 | 0 | 1.5259 | 32.28 | 64.56 | 0.99999 | 0 | 7.48 | 0.10709 | 0 | 63.0341
0 | 0 | 0 | 0 | 30.04 | 60.08 | 0.99999 | 0 | 7.48 | 0.10709 | 0 | 60.08
0 | 0 | 0 | 0 | 28.56 | 57.12 | 0.99999 | 0 | 7.48 | 0.10709 | 0 | 57.12
0 | 0 | 0 | 0 | 24.92 | 49.84 | 0.99999 | 0 | 7.48 | 0.10709 | 0 | 49.84
0 | 0 | 0 | 0 | 19 | 38 | 0.99999 | 0 | 7.48 | 0.10709 | 0 | 38
0 | 0 | 0 | 0 | 11.2 | 22.4 | 0.99999 | 0 | 7.48 | 0.10709 | 0 | 22.4
0 | 0 | 0 | 0 | 14.12 | 28.24 | 0.99999 | 0 | 7.48 | 0.10709 | 0 | 28.24
0 | 0 | 0 | 0 | 10.24 | 20.48 | 0.99999 | 0 | 7.48 | 0.10709 | 0 | 20.48
0 | 0 | 0 | 0 | 9.84 | 19.68 | 0.99999 | 0 | 7.48 | 0.10709 | 0 | 19.68
0 | 0 | 0 | 0 | 11.16 | 22.32 | 0.99999 | 0 | 7.48 | 0.10709 | 0 | 22.32
0 | 0 | 0 | 0 | 11.76 | 23.52 | 0.99999 | 0 | 7.48 | 0.10709 | 0 | 23.52
4.1669 | 0 | 0 | 4.1669 | 13.48 | 26.96 | 0.99999 | 0 | 7.48 | 0.10709 | 0 | 22.7931
2.8562 | 0 | 0 | 2.8562 | 16.8 | 33.6 | 0.99999 | 0 | 7.48 | 0.10709 | 0 | 30.7438
5.5853 | 0 | 0 | 5.5853 | 20.24 | 40.48 | 0.99999 | 0 | 7.48 | 0.10709 | 0 | 34.8948
11.2781 | 0 | 0 | 11.2781 | 22.6 | 45.2 | 0.99999 | 0 | 7.48 | 0.10709 | 0 | 33.9219
14.2028 | 0 | 0 | 14.2028 | 25.48 | 50.96 | 0.99999 | 0 | 7.48 | 0.10709 | 0 | 36.7572
13.9876 | 0 | 0 | 13.9876 | 28.56 | 57.12 | 0.99999 | 0 | 7.48 | 0.10709 | 0 | 43.1324
13.7137 | 0 | 0 | 13.7137 | 31.56 | 63.12 | 0.99999 | 0 | 7.48 | 0.10709 | 0 | 49.4063
16.8633 | 0 | 0 | 16.8633 | 33.32 | 66.64 | 0.99999 | 0 | 7.48 | 0.10709 | 0 | 49.7767
37.6784 | 0 | 0 | 37.6784 | 33.28 | 66.56 | 0.99999 | 0 | 7.48 | 0.10709 | 0 | 28.8816
24.6886 | 0 | 0 | 24.6886 | 34.32 | 68.64 | 0.99999 | 0 | 7.48 | 0.10709 | 0 | 43.9514
24.8157 | 0 | 0 | 24.8157 | 35.8 | 71.6 | 0.99999 | 0 | 7.48 | 0.10709 | 0 | 46.7843
7.0036 | 0 | 0 | 7.0036 | 38.6 | 77.2 | 0.99999 | 0 | 7.48 | 0.10709 | 0 | 70.1964
5.2233 | 0 | 0 | 5.2233 | 38.16 | 76.32 | 0.99999 | 0 | 7.48 | 0.10709 | 0 | 71.0967
1.5455 | 0 | 0 | 1.5455 | 34.6 | 69.2 | 0.99999 | 0 | 7.48 | 0.10709 | 0 | 67.6545
0 | 0 | 0 | 0 | 33.16 | 66.32 | 0.99999 | 0 | 7.48 | 0.10709 | 0 | 66.32
0 | 0 | 0 | 0 | 31.04 | 62.08 | 0.99999 | 0 | 7.48 | 0.10709 | 0 | 62.08
0 | 0 | 0 | 0 | 28 | 56 | 0.99999 | 0 | 7.48 | 0.10709 | 0 | 56
0 | 0 | 0 | 0 | 23 | 46 | 0.99999 | 0 | 7.48 | 0.10709 | 0 | 46
0 | 0 | 0 | 0 | 14.08 | 28.16 | 0.99999 | 0 | 7.48 | 0.10709 | 0 | 28.16
0 | 0 | 0 | 0 | 12.36 | 24.72 | 0.99999 | 0 | 7.48 | 0.10709 | 0 | 24.72
0 | 0 | 0 | 0 | 12 | 24 | 0.99999 | 0 | 7.48 | 0.10709 | 0 | 24
0 | 0 | 0 | 0 | 11.6 | 23.2 | 0.99999 | 0 | 7.48 | 0.10709 | 0 | 23.2
0 | 0 | 0 | 0 | 12.32 | 24.64 | 0.99999 | 0 | 7.48 | 0.10709 | 0 | 24.64
0 | 0 | 0 | 0 | 13.2 | 26.4 | 0.99999 | 0 | 7.48 | 0.10709 | 0 | 26.4
4.3234 | 0 | 0 | 4.3234 | 13.96 | 27.92 | 0.99999 | 0 | 7.48 | 0.10709 | 0 | 23.5966
18.2719 | 0 | 0 | 18.2719 | 14.96 | 29.92 | 0.99999 | 0 | 7.48 | 0.10709 | 0 | 11.6481
19.0935 | 0 | 0 | 19.0935 | 16.16 | 32.32 | 0.99999 | 0 | 7.48 | 0.10709 | 0 | 13.2265
31.8193 | 0 | 0 | 31.8193 | 22.08 | 44.16 | 0.99999 | 0 | 7.48 | 0.10709 | 0 | 12.3407
31.115 | 0 | 0 | 31.115 | 24.6 | 49.2 | 0.99999 | 0 | 7.48 | 0.10709 | 0 | 18.085
45.5917 | 0 | 0 | 45.5917 | 26.76 | 53.52 | 0.99999 | 0 | 7.48 | 0.12502 | 0 | 7.9283
28.6794 | 0 | 0 | 28.6794 | 29.88 | 59.76 | 0.99999 | 0 | 7.48 | 0.12502 | 0 | 31.0806
48.1642 | 0 | 0 | 48.1642 | 32 | 64 | 0.99999 | 0 | 7.48 | 0.12502 | 0 | 15.8358
49.1521 | 0 | 0 | 49.1521 | 33.16 | 66.32 | 0.99999 | 0 | 12.23 | 0.12502 | 0 | 17.1679
47.5675 | 0 | 0 | 47.5675 | 34.2 | 68.4 | 0.99999 | 0 | 12.23 | 0.12502 | 0 | 20.8325
38.6468 | 0 | 0 | 38.6468 | 36.12 | 72.24 | 0.99999 | 0 | 12.23 | 0.12502 | 0 | 33.5932
30.4694 | 0 | 0 | 30.4694 | 37.4 | 74.8 | 0.99999 | 0 | 12.23 | 0.12502 | 0 | 44.3306
12.7942 | 0 | 0 | 12.7942 | 37.8 | 75.6 | 0.99999 | 0 | 7.48 | 0.12502 | 0 | 62.8058
1.4868 | 0 | 0 | 1.4868 | 31.12 | 62.24 | 0.99999 | 0 | 7.48 | 0.12502 | 0 | 60.7532
0 | 0 | 0 | 0 | 24.4 | 48.8 | 0.2 | 2.1372 | 7.48 | 0.12502 | 0 | 46.6628
0 | 0 | 0 | 0 | 22.44 | 44.88 | 0.2 | 0 | 7.48 | 0.10709 | 0 | 44.88
0 | 0 | 0 | 0 | 20.52 | 41.04 | 0.2 | 0 | 7.48 | 0.10709 | 0 | 41.04
0 | 0 | 0 | 0 | 19.36 | 38.72 | 0.2 | 0 | 7.48 | 0.10709 | 0 | 38.72
0 | 0 | 0 | 0 | 12.36 | 24.72 | 0.2 | 0 | 7.48 | 0.10709 | 0 | 24.72
0 | 0 | 0 | 0 | 9.88 | 19.76 | 0.2 | 0 | 7.48 | 0.10709 | 0 | 19.76
0 | 0 | 0 | 0 | 10.72 | 21.44 | 0.2 | 0 | 7.48 | 0.10709 | 0 | 21.44
0 | 0 | 0 | 0 | 10.72 | 21.44 | 0.2 | 0 | 7.48 | 0.10709 | 0 | 21.44
0 | 0 | 0 | 0 | 11.6 | 23.2 | 0.2 | 0 | 7.48 | 0.10709 | 0 | 23.2
0 | 0 | 0 | 0 | 12.84 | 25.68 | 0.2 | 0 | 7.48 | 0.10709 | 0 | 25.68
3.8539 | 0 | 0 | 3.8539 | 14.04 | 28.08 | 0.2 | 0 | 7.48 | 0.10709 | 0 | 24.2261
18.1252 | 0 | 0 | 18.1252 | 14.84 | 29.68 | 0.2 | 0 | 7.48 | 0.10709 | 0 | 11.5548
34.832 | 2.2546 | 7.3774 | 25.2 | 12.6 | 25.2 | 0.95833 | 0 | 7.48 | 0.10709 | 0 | 0
48.2718 | 0.12386 | 22.8679 | 25.28 | 12.64 | 25.28 | 0.99999 | 0 | 7.48 | 0.10709 | 0 | 0
57.8381 | 0 | 23.6781 | 34.16 | 17.08 | 34.16 | 0.99999 | 0 | 7.48 | 0.10709 | 0 | 0
65.9763 | 2.2546 | 0 | 63.7217 | 20.88 | 41.76 | 0.99999 | 2.0259 | 7.48 | 0.12502 | 0 | 0
70.4172 | 0 | 26.4172 | 44 | 22 | 44 | 0.99999 | 0 | 7.48 | 0.12502 | 0 | 0
70.5248 | 0 | 26.3648 | 44.16 | 22.08 | 44.16 | 0.99999 | 0 | 7.48 | 0.12502 | 0 | 0
66.3089 | 2.2546 | 0 | 64.0543 | 22.44 | 44.88 | 0.99999 | 2.0259 | 12.23 | 0.12502 | 0 | 0
58.0044 | 0 | 9.5244 | 48.48 | 24.24 | 48.48 | 0.99999 | 0 | 12.23 | 0.12502 | 0 | 0
45.4645 | 0 | 0 | 45.4645 | 28.4 | 56.8 | 0.99999 | 0 | 12.23 | 0.12502 | 0 | 11.3355
29.3935 | 0 | 0 | 29.3935 | 32.2 | 64.4 | 0.99999 | 0 | 12.23 | 0.12502 | 0 | 35.0065
12.3541 | 0 | 0 | 12.3541 | 30.08 | 60.16 | 0.99999 | 0 | 7.48 | 0.12502 | 0 | 47.8059
1.4574 | 0 | 0 | 1.4574 | 21.84 | 43.68 | 0.99999 | 0 | 7.48 | 0.12502 | 0 | 42.2226
0 | 0 | 0 | 0 | 18.84 | 37.68 | 0.2 | 2.1372 | 7.48 | 0.12502 | 0 | 35.5428
0 | 0 | 0 | 0 | 18 | 36 | 0.2 | 0 | 7.48 | 0.10709 | 0 | 36
0 | 0 | 0 | 0 | 17 | 34 | 0.2 | 0 | 7.48 | 0.10709 | 0 | 34
0 | 0 | 0 | 0 | 18.92 | 37.84 | 0.2 | 0 | 7.48 | 0.10709 | 0 | 37.84
0 | 0 | 0 | 0 | 15.76 | 31.52 | 0.2 | 0 | 7.48 | 0.10709 | 0 | 31.52
0 | 0 | 0 | 0 | 14.36 | 28.72 | 0.2 | 0 | 7.48 | 0.10709 | 0 | 28.72
0 | 0 | 0 | 0 | 15.08 | 30.16 | 0.2 | 0 | 7.48 | 0.10709 | 0 | 30.16
0 | 0 | 0 | 0 | 14.28 | 28.56 | 0.2 | 0 | 7.48 | 0.10709 | 0 | 28.56
0 | 0 | 0 | 0 | 12.24 | 24.48 | 0.2 | 0 | 7.48 | 0.10709 | 0 | 24.48
0 | 0 | 0 | 0 | 13.2 | 26.4 | 0.2 | 0 | 7.48 | 0.10709 | 0 | 26.4
3.7463 | 0 | 0 | 3.7463 | 15.96 | 31.92 | 0.2 | 0 | 7.48 | 0.10709 | 0 | 28.1737
17.685 | 0 | 0 | 17.685 | 22.4 | 44.8 | 0.2 | 0 | 7.48 | 0.10709 | 0 | 27.115
33.9321 | 0 | 0 | 33.9321 | 20.52 | 41.04 | 0.2 | 0 | 7.48 | 0.10709 | 0 | 7.1079
47.0785 | 0 | 0 | 47.0785 | 24.28 | 48.56 | 0.2 | 0 | 7.48 | 0.10709 | 0 | 1.4815
58.4152 | 2.2546 | 4.4006 | 51.76 | 25.88 | 51.76 | 0.95833 | 0 | 7.48 | 0.10709 | 0 | 0
66.3187 | 0.12386 | 13.3148 | 52.88 | 26.44 | 52.88 | 0.99999 | 0 | 7.48 | 0.12502 | 0 | 0
69.1945 | 0 | 5.8345 | 63.36 | 31.68 | 63.36 | 0.99999 | 0 | 7.48 | 0.12502 | 0 | 0
69.6249 | 0 | 15.4649 | 54.16 | 27.08 | 54.16 | 0.99999 | 0 | 7.48 | 0.12502 | 0 | 0
65.4775 | 2.2546 | 0 | 63.2229 | 24.56 | 49.12 | 0.99999 | 2.0259 | 12.23 | 0.12502 | 0 | 0
57.1143 | 0 | 8.2343 | 48.88 | 24.44 | 48.88 | 0.99999 | 0 | 12.23 | 0.12502 | 0 | 0
44.6526 | 0 | 0 | 44.6526 | 23.88 | 47.76 | 0.99999 | 0 | 12.23 | 0.12502 | 0 | 3.1074
28.9533 | 0 | 0 | 28.9533 | 23.92 | 47.84 | 0.99999 | 0 | 12.23 | 0.12502 | 0 | 18.8867
12.3149 | 0 | 0 | 12.3149 | 26.6 | 53.2 | 0.99999 | 0 | 7.48 | 0.12502 | 0 | 40.8851
1.4966 | 0 | 0 | 1.4966 | 24.8 | 49.6 | 0.99999 | 0 | 7.48 | 0.12502 | 0 | 48.1034
0 | 0 | 0 | 0 | 24.88 | 49.76 | 0.2 | 2.1372 | 7.48 | 0.12502 | 0 | 47.6228
0 | 0 | 0 | 0 | 23.84 | 47.68 | 0.2 | 0 | 7.48 | 0.10709 | 0 | 47.68
0 | 0 | 0 | 0 | 22.24 | 44.48 | 0.2 | 0 | 7.48 | 0.10709 | 0 | 44.48
0 | 0 | 0 | 0 | 18.4 | 36.8 | 0.2 | 0 | 7.48 | 0.10709 | 0 | 36.8
0 | 0 | 0 | 0 | 11.32 | 22.64 | 0.2 | 0 | 7.48 | 0.10709 | 0 | 22.64
0 | 0 | 0 | 0 | 9.68 | 19.36 | 0.2 | 0 | 7.48 | 0.10709 | 0 | 19.36
0 | 0 | 0 | 0 | 10.4 | 20.8 | 0.2 | 0 | 7.48 | 0.10709 | 0 | 20.8
0 | 0 | 0 | 0 | 9.72 | 19.44 | 0.2 | 0 | 7.48 | 0.10709 | 0 | 19.44
0 | 0 | 0 | 0 | 11.72 | 23.44 | 0.2 | 0 | 7.48 | 0.10709 | 0 | 23.44
0 | 0 | 0 | 0 | 12.4 | 24.8 | 0.2 | 0 | 7.48 | 0.10709 | 0 | 24.8
3.8344 | 0 | 0 | 3.8344 | 15.56 | 31.12 | 0.2 | 0 | 7.48 | 0.10709 | 0 | 27.2856
17.3426 | 0 | 0 | 17.3426 | 21.44 | 42.88 | 0.2 | 0 | 7.48 | 0.10709 | 0 | 25.5374
33.5506 | 0 | 0 | 33.5506 | 22.04 | 44.08 | 0.2 | 0 | 7.48 | 0.10709 | 0 | 10.5294
46.8144 | 0 | 0 | 46.8144 | 25.24 | 50.48 | 0.2 | 0 | 7.48 | 0.10709 | 0 | 3.6656
56.1655 | 0 | 0 | 56.1655 | 33.16 | 66.32 | 0.2 | 0 | 7.48 | 0.10709 | 0 | 10.1545
64.3331 | 0.013053 | 0 | 64.32 | 32.16 | 64.32 | 0.20439 | 0 | 7.48 | 0.12502 | 0 | 0
69.1553 | 2.1153 | 0 | 67.04 | 33.52 | 67.04 | 0.91587 | 0 | 7.48 | 0.12502 | 0 | 0
68.3533 | 0.25009 | 3.6232 | 64.48 | 32.24 | 64.48 | 0.99999 | 0 | 7.48 | 0.12502 | 0 | 0
64.5972 | 0 | 0.83715 | 63.76 | 31.88 | 63.76 | 0.99999 | 0 | 12.23 | 0.12502 | 0 | 0
56.2633 | 0 | 0 | 56.2633 | 31.2 | 62.4 | 0.99999 | 0 | 12.23 | 0.12502 | 0 | 6.1367
44.2712 | 0 | 0 | 44.2712 | 31.6 | 63.2 | 0.99999 | 0 | 12.23 | 0.12502 | 0 | 18.9288
29.6673 | 0 | 0 | 29.6673 | 30.32 | 60.64 | 0.99999 | 0 | 12.23 | 0.12502 | 0 | 30.9727
12.5595 | 0 | 0 | 12.5595 | 31.04 | 62.08 | 0.99999 | 0 | 7.48 | 0.12502 | 0 | 49.5205
1.4379 | 0 | 0 | 1.4379 | 29.36 | 58.72 | 0.99999 | 0 | 7.48 | 0.12502 | 0 | 57.2821
0 | 0 | 0 | 0 | 28 | 56 | 0.2 | 2.1372 | 7.48 | 0.12502 | 0 | 53.8628
0 | 0 | 0 | 0 | 28 | 56 | 0.2 | 0 | 7.48 | 0.10709 | 0 | 56
0 | 0 | 0 | 0 | 24.88 | 49.76 | 0.2 | 0 | 7.48 | 0.10709 | 0 | 49.76
0 | 0 | 0 | 0 | 20.68 | 41.36 | 0.2 | 0 | 7.48 | 0.10709 | 0 | 41.36
0 | 0 | 0 | 0 | 11 | 22 | 0.2 | 0 | 7.48 | 0.10709 | 0 | 22
0 | 0 | 0 | 0 | 9.2 | 18.4 | 0.2 | 0 | 7.48 | 0.10336 | 0 | 18.4
0 | 0 | 0 | 0 | 11.48 | 22.96 | 0.2 | 0 | 7.48 | 0.10336 | 0 | 22.96
0 | 0 | 0 | 0 | 12.88 | 25.76 | 0.2 | 0 | 7.48 | 0.10336 | 0 | 25.76
0 | 0 | 0 | 0 | 12.32 | 24.64 | 0.2 | 0 | 7.48 | 0.10336 | 0 | 24.64
0 | 0 | 0 | 0 | 12.76 | 25.52 | 0.2 | 0 | 7.48 | 0.10336 | 0 | 25.52
3.5703 | 0 | 0 | 3.5703 | 14.28 | 28.56 | 0.2 | 0 | 7.48 | 0.10336 | 0 | 24.9897
18.2034 | 0 | 0 | 18.2034 | 22.52 | 45.04 | 0.2 | 0 | 7.48 | 0.10336 | 0 | 26.8366
34.5385 | 0 | 0 | 34.5385 | 21.76 | 43.52 | 0.2 | 0 | 7.48 | 0.10336 | 0 | 8.9815
47.7827 | 0 | 0 | 47.7827 | 24.24 | 48.48 | 0.2 | 0 | 7.48 | 0.10336 | 0 | 0.69728
59.364 | 2.2546 | 0.069415 | 57.04 | 28.52 | 57.04 | 0.95833 | 0 | 7.48 | 0.10336 | 0 | 0
67.7859 | 0.12386 | 1.9021 | 65.76 | 32.88 | 65.76 | 0.99999 | 0 | 11.23 | 0.12409 | 0 | 0
70.3389 | 0 | 7.8589 | 62.48 | 31.24 | 62.48 | 0.99999 | 0 | 11.23 | 0.12409 | 0 | 0
69.4781 | 0 | 6.5981 | 62.88 | 31.44 | 62.88 | 0.99999 | 0 | 11.23 | 0.12409 | 0 | 0
66.9643 | 2.2546 | 0 | 64.7097 | 31.04 | 62.08 | 0.99999 | 2.0259 | 17.48 | 0.13136 | 0 | 0
58.3174 | 0 | 0 | 58.3174 | 30.4 | 60.8 | 0.99999 | 0 | 17.48 | 0.13136 | 0 | 2.4826
45.5428 | 0 | 0 | 45.5428 | 32.16 | 64.32 | 0.99999 | 0 | 17.48 | 0.13136 | 0 | 18.7772
29.9119 | 0 | 0 | 29.9119 | 32.28 | 64.56 | 0.2 | 2.1372 | 17.48 | 0.13136 | 0 | 32.5109
12.5986 | 0 | 0 | 12.5986 | 31.36 | 62.72 | 0.2 | 0 | 11.23 | 0.12409 | 0 | 50.1214
1.4379 | 0 | 0 | 1.4379 | 28.52 | 57.04 | 0.2 | 0 | 11.23 | 0.12409 | 0 | 55.6021
0 | 0 | 0 | 0 | 26.56 | 53.12 | 0.2 | 0 | 11.23 | 0.12409 | 0 | 53.12
0 | 0 | 0 | 0 | 26.6 | 53.2 | 0.2 | 0 | 7.48 | 0.10336 | 0 | 53.2
0 | 0 | 0 | 0 | 28.72 | 57.44 | 0.2 | 0 | 7.48 | 0.10336 | 0 | 57.44
0 | 0 | 0 | 0 | 29.8 | 59.6 | 0.2 | 0 | 7.48 | 0.10336 | 0 | 59.6
0 | 0 | 0 | 0 | 23.08 | 46.16 | 0.2 | 0 | 7.48 | 0.10336 | 0 | 46.16
0 | 0 | 0 | 0 | 21.88 | 43.76 | 0.2 | 0 | 7.48 | 0.10336 | 0 | 43.76
0 | 0 | 0 | 0 | 22.04 | 44.08 | 0.2 | 0 | 7.48 | 0.10336 | 0 | 44.08
0 | 0 | 0 | 0 | 20.08 | 40.16 | 0.2 | 0 | 7.48 | 0.10336 | 0 | 40.16
0 | 0 | 0 | 0 | 21.56 | 43.12 | 0.2 | 0 | 7.48 | 0.10336 | 0 | 43.12
0 | 0 | 0 | 0 | 16.44 | 32.88 | 0.2 | 0 | 7.48 | 0.10336 | 0 | 32.88
3.7072 | 0 | 0 | 3.7072 | 16.48 | 32.96 | 0.2 | 0 | 7.48 | 0.10336 | 0 | 29.2528
18.3012 | 0 | 0 | 18.3012 | 22.44 | 44.88 | 0.2 | 0 | 7.48 | 0.10336 | 0 | 26.5788
35.4091 | 0 | 0 | 35.4091 | 23.68 | 47.36 | 0.2 | 0 | 7.48 | 0.10336 | 0 | 11.9509
49.3282 | 0 | 0 | 49.3282 | 25.72 | 51.44 | 0.2 | 0 | 7.48 | 0.10336 | 0 | 2.1118
60.8997 | 1.8597 | 0 | 59.04 | 29.52 | 59.04 | 0.82552 | 0 | 7.48 | 0.10336 | 0 | 0
61.2421 | 0 | 0 | 61.2421 | 31.16 | 62.32 | 0.82552 | 0 | 7.48 | 0.10336 | 0 | 1.0779
66.8665 | 0 | 0 | 66.8665 | 38.08 | 76.16 | 0.82552 | 0 | 7.48 | 0.10336 | 0 | 9.2935
65.6242 | 0 | 0 | 65.6242 | 35.48 | 70.96 | 0.82552 | 0 | 7.48 | 0.10336 | 0 | 5.3358
62.0246 | 0 | 0 | 62.0246 | 34 | 68 | 0.82552 | 0 | 7.48 | 0.10336 | 0 | 5.9754
57.9457 | 0 | 0 | 57.9457 | 33.76 | 67.52 | 0.82552 | 0 | 7.48 | 0.10336 | 0 | 9.5743
45.6308 | 0 | 0 | 45.6308 | 35.2 | 70.4 | 0.82552 | 0 | 7.48 | 0.10336 | 0 | 24.7692
29.5304 | 0 | 0 | 29.5304 | 36.36 | 72.72 | 0.82552 | 0 | 7.48 | 0.10336 | 0 | 43.1896
12.5693 | 0 | 0 | 12.5693 | 35.68 | 71.36 | 0.82552 | 0 | 7.48 | 0.10336 | 0 | 58.7907
1.5064 | 0 | 0 | 1.5064 | 36.32 | 72.64 | 0.82552 | 0 | 7.48 | 0.10336 | 0 | 71.1336
0 | 0 | 0 | 0 | 33.84 | 67.68 | 0.82552 | 0 | 7.48 | 0.10336 | 0 | 67.68
0 | 0 | 0 | 0 | 28.44 | 56.88 | 0.82552 | 0 | 7.48 | 0.10336 | 0 | 56.88
0 | 0 | 0 | 0 | 21.4 | 42.8 | 0.82552 | 0 | 7.48 | 0.10336 | 0 | 42.8
0 | 0 | 0 | 0 | 19.04 | 38.08 | 0.82552 | 0 | 7.48 | 0.10336 | 0 | 38.08
0 | 0 | 0 | 0 | 11.4 | 22.8 | 0.82552 | 0 | 7.48 | 0.10336 | 0 | 22.8
0 | 0 | 0 | 0 | 9.44 | 18.88 | 0.82552 | 0 | 7.48 | 0.10336 | 0 | 18.88
0 | 0 | 0 | 0 | 10.8 | 21.6 | 0.82552 | 0 | 7.48 | 0.10336 | 0 | 21.6
0 | 0 | 0 | 0 | 11.2 | 22.4 | 0.82552 | 0 | 7.48 | 0.10336 | 0 | 22.4
0 | 0 | 0 | 0 | 12.24 | 24.48 | 0.82552 | 0 | 7.48 | 0.10336 | 0 | 24.48
0 | 0 | 0 | 0 | 13.96 | 27.92 | 0.82552 | 0 | 7.48 | 0.10336 | 0 | 27.92
3.492 | 0 | 0 | 3.492 | 15.48 | 30.96 | 0.82552 | 0 | 7.48 | 0.10336 | 0 | 27.468
17.6948 | 0 | 0 | 17.6948 | 14.76 | 29.52 | 0.82552 | 0 | 7.48 | 0.10336 | 0 | 11.8252
34.3038 | 0 | 0 | 34.3038 | 18.6 | 37.2 | 0.2 | 1.6711 | 7.48 | 0.10336 | 0 | 1.2251
46.56 | 2.2546 | 5.6654 | 38.64 | 19.32 | 38.64 | 0.95833 | 0 | 7.48 | 0.10336 | 0 | 0
55.696 | 0.12386 | 11.5721 | 44 | 22 | 44 | 0.99999 | 0 | 7.48 | 0.10336 | 0 | 0
63.9026 | 2.2546 | 0 | 61.648 | 23.08 | 46.16 | 0.99999 | 2.0259 | 7.48 | 0.10336 | 0 | 0
68.3533 | 0 | 16.5933 | 51.76 | 25.88 | 51.76 | 0.99999 | 0 | 7.48 | 0.10336 | 0 | 0
67.737 | 0 | 17.097 | 50.64 | 25.32 | 50.64 | 0.99999 | 0 | 7.48 | 0.10336 | 0 | 0
64.7145 | 2.2546 | 0 | 62.4599 | 26.68 | 53.36 | 0.99999 | 2.0259 | 7.48 | 0.10336 | 0 | 0
55.9112 | 0 | 5.3512 | 50.56 | 25.28 | 50.56 | 0.99999 | 0 | 7.48 | 0.10336 | 0 | 0
44.4081 | 0 | 0 | 44.4081 | 26.96 | 53.92 | 0.99999 | 0 | 7.48 | 0.10336 | 0 | 9.5119
29.1978 | 0 | 0 | 29.1978 | 26.04 | 52.08 | 0.99999 | 0 | 7.48 | 0.10336 | 0 | 22.8822
12.3638 | 0 | 0 | 12.3638 | 26.84 | 53.68 | 0.99999 | 0 | 7.48 | 0.10336 | 0 | 41.3162
1.4183 | 0 | 0 | 1.4183 | 21 | 42 | 0.99999 | 0 | 7.48 | 0.10336 | 0 | 40.5817
0 | 0 | 0 | 0 | 16.84 | 33.68 | 0.99999 | 0 | 7.48 | 0.10336 | 0 | 33.68
0 | 0 | 0 | 0 | 15.84 | 31.68 | 0.99999 | 0 | 7.48 | 0.10336 | 0 | 31.68
0 | 0 | 0 | 0 | 16.12 | 32.24 | 0.99999 | 0 | 7.48 | 0.10336 | 0 | 32.24
0 | 0 | 0 | 0 | 15.8 | 31.6 | 0.99999 | 0 | 7.48 | 0.10336 | 0 | 31.6
0 | 0 | 0 | 0 | 13.48 | 26.96 | 0.99999 | 0 | 7.48 | 0.10336 | 0 | 26.96
0 | 0 | 0 | 0 | 12.2 | 24.4 | 0.99999 | 0 | 7.48 | 0.10336 | 0 | 24.4
0 | 0 | 0 | 0 | 10.08 | 20.16 | 0.99999 | 0 | 7.48 | 0.10336 | 0 | 20.16
0 | 0 | 0 | 0 | 9.08 | 18.16 | 0.99999 | 0 | 7.48 | 0.10336 | 0 | 18.16
0 | 0 | 0 | 0 | 12.04 | 24.08 | 0.99999 | 0 | 7.48 | 0.10336 | 0 | 24.08
0 | 0 | 0 | 0 | 13.12 | 26.24 | 0.99999 | 0 | 7.48 | 0.10336 | 0 | 26.24
3.5311 | 0 | 0 | 3.5311 | 14.72 | 29.44 | 0.99999 | 0 | 7.48 | 0.10336 | 0 | 25.9089
17.8415 | 0 | 0 | 17.8415 | 14.6 | 29.2 | 0.2 | 2.1372 | 7.48 | 0.10336 | 0 | 9.2213
33.8441 | 1.0441 | 0 | 32.8 | 16.4 | 32.8 | 0.55116 | 0 | 7.48 | 0.10336 | 0 | 0
48.174 | 1.3344 | 8.0396 | 38.8 | 19.4 | 38.8 | 0.99999 | 0 | 7.48 | 0.10336 | 0 | 0
59.2369 | 0 | 19.0769 | 40.16 | 20.08 | 40.16 | 0.99999 | 0 | 7.48 | 0.10336 | 0 | 0
67.0621 | 0 | 27.9421 | 39.12 | 19.56 | 39.12 | 0.99999 | 0 | 11.23 | 0.12409 | 0 | 0
69.8009 | 0 | 25.4009 | 44.4 | 22.2 | 44.4 | 0.99999 | 0 | 11.23 | 0.12409 | 0 | 0
69.1358 | 0 | 22.8158 | 46.32 | 23.16 | 46.32 | 0.99999 | 0 | 11.23 | 0.12409 | 0 | 0
64.7047 | 2.2546 | 0 | 62.4501 | 24.24 | 48.48 | 0.99999 | 2.0259 | 17.48 | 0.13136 | 0 | 0
56.8306 | 0 | 3.7906 | 53.04 | 26.52 | 53.04 | 0.99999 | 0 | 17.48 | 0.13136 | 0 | 0
44.2907 | 0 | 0 | 44.2907 | 26.6 | 53.2 | 0.99999 | 0 | 17.48 | 0.13136 | 0 | 8.9093
29.0805 | 0 | 0 | 29.0805 | 25.92 | 51.84 | 0.2 | 2.1372 | 17.48 | 0.13136 | 0 | 20.6223
12.5595 | 0 | 0 | 12.5595 | 28.52 | 57.04 | 0.2 | 0 | 11.23 | 0.12409 | 0 | 44.4805
1.6335 | 0 | 0 | 1.6335 | 26.2 | 52.4 | 0.2 | 0 | 11.23 | 0.12409 | 0 | 50.7665
0 | 0 | 0 | 0 | 19.36 | 38.72 | 0.2 | 0 | 11.23 | 0.12409 | 0 | 38.72
0 | 0 | 0 | 0 | 16.16 | 32.32 | 0.20943 | 0 | 7.48 | 0.10336 | 0.028051 | 32.32
0 | 0 | 0 | 0 | 16.8 | 33.6 | 0.20943 | 0 | 7.48 | 0.10336 | 0 | 33.6
0 | 0 | 0 | 0 | 18.76 | 37.52 | 0.20943 | 0 | 7.48 | 0.10336 | 0 | 37.52
0 | 0 | 0 | 0 | 13.24 | 26.48 | 0.20943 | 0 | 7.48 | 0.10336 | 0 | 26.48
0 | 0 | 0 | 0 | 10.36 | 20.72 | 0.20943 | 0 | 7.48 | 0.10336 | 0 | 20.72
0 | 0 | 0 | 0 | 13.64 | 27.28 | 0.20943 | 0 | 7.48 | 0.10336 | 0 | 27.28
0 | 0 | 0 | 0 | 14.28 | 28.56 | 0.20943 | 0 | 7.48 | 0.10336 | 0 | 28.56
0 | 0 | 0 | 0 | 17 | 34 | 0.20943 | 0 | 7.48 | 0.10336 | 0 | 34
0 | 0 | 0 | 0 | 16.12 | 32.24 | 0.20943 | 0 | 7.48 | 0.10336 | 0 | 32.24
1.6433 | 0 | 0 | 1.6433 | 16.28 | 32.56 | 0.20943 | 0 | 7.48 | 0.10336 | 0 | 30.9167
12.7942 | 0 | 0 | 12.7942 | 20.2 | 40.4 | 0.20943 | 0 | 7.48 | 0.10336 | 0 | 27.6058
24.7962 | 0 | 0 | 24.7962 | 22.08 | 44.16 | 0.20943 | 0 | 7.48 | 0.10336 | 0 | 19.3638
39.1163 | 0 | 0 | 39.1163 | 23.8 | 47.6 | 0.20943 | 0 | 7.48 | 0.10336 | 0 | 8.4837
59.2956 | 2.2546 | 1.0409 | 56 | 28 | 56 | 0.96777 | 0 | 7.48 | 0.10336 | 0 | 0
66.8958 | 0.095811 | 0 | 66.8 | 33.4 | 66.8 | 0.99999 | 0 | 11.23 | 0.12409 | 0 | 0
65.2623 | 0 | 0 | 65.2623 | 34.84 | 69.68 | 0.71668 | 0.75689 | 11.23 | 0.12409 | 0 | 3.6608
63.531 | 0 | 0 | 63.531 | 32.4 | 64.8 | 0.24166 | 1.269 | 11.23 | 0.12409 | 0 | 0
66.8176 | 2.2546 | 0.80293 | 63.76 | 31.88 | 63.76 | 0.99999 | 0 | 17.48 | 0.13136 | 0 | 0
58.3761 | 0 | 0 | 58.3761 | 33.24 | 66.48 | 0.99999 | 0 | 17.48 | 0.13136 | 0 | 8.1039
45.4841 | 0 | 0 | 45.4841 | 35.52 | 71.04 | 0.99999 | 0 | 17.48 | 0.13136 | 0 | 25.5559
29.5989 | 0 | 0 | 29.5989 | 36.16 | 72.32 | 0.2 | 2.1372 | 17.48 | 0.13136 | 0 | 40.5839
12.9899 | 0 | 0 | 12.9899 | 36.52 | 73.04 | 0.2 | 0 | 11.23 | 0.12409 | 0 | 60.0501
1.6726 | 0 | 0 | 1.6726 | 37.68 | 75.36 | 0.2 | 0 | 11.23 | 0.12409 | 0 | 73.6874
0 | 0 | 0 | 0 | 35.64 | 71.28 | 0.2 | 0 | 11.23 | 0.12409 | 0 | 71.28
0 | 0 | 0 | 0 | 33.8 | 67.6 | 0.95833 | 0 | 7.48 | 0.10336 | 2.2546 | 67.6
0 | 0 | 0 | 0 | 29.84 | 59.68 | 0.99999 | 0 | 7.48 | 0.10336 | 0.12386 | 59.68
0 | 0 | 0 | 0 | 20.52 | 41.04 | 0.99999 | 0 | 7.48 | 0.10336 | 0 | 41.04
0 | 0 | 0 | 0 | 11.84 | 23.68 | 0.99999 | 0 | 7.48 | 0.10336 | 0 | 23.68
0 | 0 | 0 | 0 | 9.64 | 19.28 | 0.99999 | 0 | 7.48 | 0.10336 | 0 | 19.28
0 | 0 | 0 | 0 | 10.48 | 20.96 | 0.99999 | 0 | 7.48 | 0.10336 | 0 | 20.96
0 | 0 | 0 | 0 | 10.84 | 21.68 | 0.99999 | 0 | 7.48 | 0.10336 | 0 | 21.68
0 | 0 | 0 | 0 | 12.32 | 24.64 | 0.99999 | 0 | 7.48 | 0.10336 | 0 | 24.64
0 | 0 | 0 | 0 | 13.76 | 27.52 | 0.99999 | 0 | 7.48 | 0.10336 | 0 | 27.52
3.9224 | 0 | 0 | 3.9224 | 16.56 | 33.12 | 0.99999 | 0 | 7.48 | 0.10336 | 0 | 29.1976
17.7926 | 0 | 0 | 17.7926 | 22.88 | 45.76 | 0.99999 | 0 | 7.48 | 0.10336 | 0 | 27.9674
25.4124 | 0 | 0 | 25.4124 | 23.88 | 47.76 | 0.99999 | 0 | 7.48 | 0.10336 | 0 | 22.3476
33.9908 | 0 | 0 | 33.9908 | 29.84 | 59.68 | 0.99999 | 0 | 7.48 | 0.10336 | 0 | 25.6892
39.3902 | 0 | 0 | 39.3902 | 33.12 | 66.24 | 0.99999 | 0 | 7.48 | 0.10336 | 0 | 26.8498
35.4874 | 0 | 0 | 35.4874 | 37.2 | 74.4 | 0.99999 | 0 | 11.23 | 0.12409 | 0 | 38.9126
22.028 | 0 | 0 | 22.028 | 42.56 | 85.12 | 0.99999 | 0 | 11.23 | 0.12409 | 0 | 63.092
56.4296 | 0 | 0 | 56.4296 | 38.84 | 77.68 | 0.99999 | 0 | 11.23 | 0.12409 | 0 | 21.2504
56.7132 | 0 | 0 | 56.7132 | 39.08 | 78.16 | 0.99999 | 0 | 17.48 | 0.13136 | 0 | 21.4468
30.3325 | 0 | 0 | 30.3325 | 39.08 | 78.16 | 0.99999 | 0 | 17.48 | 0.13136 | 0 | 47.8275
23.593 | 0 | 0 | 23.593 | 40.88 | 81.76 | 0.99999 | 0 | 17.48 | 0.13136 | 0 | 58.167
13.7235 | 0 | 0 | 13.7235 | 43.44 | 86.88 | 0.2 | 2.1372 | 17.48 | 0.13136 | 0 | 71.0193
10.9749 | 0 | 0 | 10.9749 | 44.84 | 89.68 | 0.2 | 0 | 11.23 | 0.12409 | 0 | 78.7051
0.78252 | 0 | 0 | 0.78252 | 41.52 | 83.04 | 0.2 | 0 | 11.23 | 0.12409 | 0 | 82.2575
0 | 0 | 0 | 0 | 39.32 | 78.64 | 0.2 | 0 | 11.23 | 0.12409 | 0 | 78.64
0 | 0 | 0 | 0 | 34.72 | 69.44 | 0.95833 | 0 | 7.48 | 0.10336 | 2.2546 | 69.44
0 | 0 | 0 | 0 | 25.8 | 51.6 | 0.99999 | 0 | 7.48 | 0.10336 | 0.12386 | 51.6
0 | 0 | 0 | 0 | 19.68 | 39.36 | 0.99999 | 0 | 7.48 | 0.10336 | 0 | 39.36
0 | 0 | 0 | 0 | 11.28 | 22.56 | 0.99999 | 0 | 7.48 | 0.10336 | 0 | 22.56
0 | 0 | 0 | 0 | 10.04 | 20.08 | 0.99999 | 0 | 7.48 | 0.10336 | 0 | 20.08
0 | 0 | 0 | 0 | 15.36 | 30.72 | 0.99999 | 0 | 7.48 | 0.10336 | 0 | 30.72
0 | 0 | 0 | 0 | 15.48 | 30.96 | 0.99999 | 0 | 7.48 | 0.10336 | 0 | 30.96
0 | 0 | 0 | 0 | 17.48 | 34.96 | 0.99999 | 0 | 7.48 | 0.10336 | 0 | 34.96
0 | 0 | 0 | 0 | 17.76 | 35.52 | 0.99999 | 0 | 7.48 | 0.10336 | 0 | 35.52
3.2279 | 0 | 0 | 3.2279 | 15.2 | 30.4 | 0.99999 | 0 | 7.48 | 0.10336 | 0 | 27.1721
5.419 | 0 | 0 | 5.419 | 20.84 | 41.68 | 0.99999 | 0 | 7.48 | 0.10336 | 0 | 36.261
15.983 | 0 | 0 | 15.983 | 23.48 | 46.96 | 0.99999 | 0 | 7.48 | 0.10336 | 0 | 30.977
46.7165 | 0 | 0 | 46.7165 | 31.84 | 63.68 | 0.99999 | 0 | 7.48 | 0.10336 | 0 | 16.9635
57.2904 | 0 | 0 | 57.2904 | 32.52 | 65.04 | 0.99999 | 0 | 7.48 | 0.10336 | 0 | 7.7496
65.2721 | 0 | 0 | 65.2721 | 35.28 | 70.56 | 0.99999 | 0 | 11.23 | 0.12409 | 0 | 5.2879
57.5838 | 0 | 0 | 57.5838 | 38.84 | 77.68 | 0.99999 | 0 | 11.23 | 0.12409 | 0 | 20.0962
56.4394 | 0 | 0 | 56.4394 | 34.52 | 69.04 | 0.99999 | 0 | 11.23 | 0.12409 | 0 | 12.6006
56.1557 | 0 | 0 | 56.1557 | 35.12 | 70.24 | 0.99999 | 0 | 17.48 | 0.13136 | 0 | 14.0843
48.7902 | 0 | 0 | 48.7902 | 34.84 | 69.68 | 0.99999 | 0 | 17.48 | 0.13136 | 0 | 20.8898
24.8744 | 0 | 0 | 24.8744 | 34.84 | 69.68 | 0.99999 | 0 | 17.48 | 0.13136 | 0 | 44.8056
12.1095 | 0 | 0 | 12.1095 | 35.76 | 71.52 | 0.2 | 2.1372 | 17.48 | 0.13136 | 0 | 57.2733
6.0352 | 0 | 0 | 6.0352 | 35.08 | 70.16 | 0.2 | 0 | 11.23 | 0.12409 | 0 | 64.1248
0.87055 | 0 | 0 | 0.87055 | 33.96 | 67.92 | 0.2 | 0 | 11.23 | 0.12409 | 0 | 67.0494
0 | 0 | 0 | 0 | 31.48 | 62.96 | 0.2 | 0 | 11.23 | 0.12409 | 0 | 62.96
0 | 0 | 0 | 0 | 28.84 | 57.68 | 0.95833 | 0 | 7.48 | 0.10336 | 2.2546 | 57.68
0 | 0 | 0 | 0 | 26.4 | 52.8 | 0.99999 | 0 | 7.48 | 0.10336 | 0.12386 | 52.8
0 | 0 | 0 | 0 | 22.88 | 45.76 | 0.99999 | 0 | 7.48 | 0.10336 | 0 | 45.76
0 | 0 | 0 | 0 | 14.4 | 28.8 | 0.99999 | 0 | 7.48 | 0.10336 | 0 | 28.8
0 | 0 | 0 | 0 | 11 | 22 | 0.99999 | 0 | 7.48 | 0.10336 | 0 | 22
0 | 0 | 0 | 0 | 10.56 | 21.12 | 0.99999 | 0 | 7.48 | 0.10336 | 0 | 21.12
0 | 0 | 0 | 0 | 12.04 | 24.08 | 0.99999 | 0 | 7.48 | 0.10336 | 0 | 24.08
0 | 0 | 0 | 0 | 12.08 | 24.16 | 0.99999 | 0 | 7.48 | 0.10336 | 0 | 24.16
0 | 0 | 0 | 0 | 13.68 | 27.36 | 0.99999 | 0 | 7.48 | 0.10336 | 0 | 27.36
0 | 0 | 0 | 0 | 16.28 | 32.56 | 0.99999 | 0 | 7.48 | 0.10336 | 0 | 32.56
6.8373 | 0 | 0 | 6.8373 | 22.76 | 45.52 | 0.99999 | 0 | 7.48 | 0.10336 | 0 | 38.6827
7.6785 | 0 | 0 | 7.6785 | 22.24 | 44.48 | 0.99999 | 0 | 7.48 | 0.10336 | 0 | 36.8015
11.3368 | 0 | 0 | 11.3368 | 24.48 | 48.96 | 0.99999 | 0 | 7.48 | 0.10336 | 0 | 37.6232
16.9514 | 0 | 0 | 16.9514 | 25.72 | 51.44 | 0.99999 | 0 | 7.48 | 0.10336 | 0 | 34.4886
22.654 | 0 | 0 | 22.654 | 31 | 62 | 0.99999 | 0 | 11.23 | 0.12409 | 0 | 39.346
49.6412 | 0 | 0 | 49.6412 | 34.48 | 68.96 | 0.99999 | 0 | 11.23 | 0.12409 | 0 | 19.3188
56.41 | 0 | 0 | 56.41 | 31.92 | 63.84 | 0.2 | 2.1372 | 11.23 | 0.12409 | 0 | 5.2928
65.7514 | 2.2546 | 2.5368 | 60.96 | 30.48 | 60.96 | 0.95833 | 0 | 17.48 | 0.13136 | 0 | 0
57.4469 | 0.12386 | 0.923 | 56.4 | 28.2 | 56.4 | 0.99999 | 0 | 17.48 | 0.13136 | 0 | 0
44.8972 | 0 | 0 | 44.8972 | 30.44 | 60.88 | 0.99999 | 0 | 17.48 | 0.13136 | 0 | 15.9828
29.6771 | 0 | 0 | 29.6771 | 31.28 | 62.56 | 0.2 | 2.1372 | 17.48 | 0.13136 | 0 | 30.7457
13.117 | 0 | 0 | 13.117 | 28.2 | 56.4 | 0.2 | 0 | 11.23 | 0.12409 | 0 | 43.283
1.9172 | 0 | 0 | 1.9172 | 27.12 | 54.24 | 0.2 | 0 | 11.23 | 0.12409 | 0 | 52.3228
0 | 0 | 0 | 0 | 24.48 | 48.96 | 0.2 | 0 | 11.23 | 0.12409 | 0 | 48.96
0 | 0 | 0 | 0 | 24.2 | 48.4 | 0.2 | 0 | 7.48 | 0.10336 | 0 | 48.4
0 | 0 | 0 | 0 | 22 | 44 | 0.2 | 0 | 7.48 | 0.10336 | 0 | 44
0 | 0 | 0 | 0 | 16.88 | 33.76 | 0.2 | 0 | 7.48 | 0.10336 | 0 | 33.76
0 | 0 | 0 | 0 | 10.6 | 21.2 | 0.2 | 0 | 7.48 | 0.10336 | 0 | 21.2
0 | 0 | 0 | 0 | 9.2 | 18.4 | 0.2 | 0 | 7.48 | 0.10336 | 0 | 18.4
0 | 0 | 0 | 0 | 9.76 | 19.52 | 0.2 | 0 | 7.48 | 0.10336 | 0 | 19.52
0 | 0 | 0 | 0 | 9.72 | 19.44 | 0.2 | 0 | 7.48 | 0.10336 | 0 | 19.44
0 | 0 | 0 | 0 | 12.64 | 25.28 | 0.2 | 0 | 7.48 | 0.10336 | 0 | 25.28
0 | 0 | 0 | 0 | 13.84 | 27.68 | 0.2 | 0 | 7.48 | 0.10336 | 0 | 27.68
4.5973 | 0 | 0 | 4.5973 | 16.32 | 32.64 | 0.2 | 0 | 7.48 | 0.10336 | 0 | 28.0427
0.81187 | 0 | 0 | 0.81187 | 22.48 | 44.96 | 0.2 | 0 | 7.48 | 0.10336 | 0 | 44.1481
3.3844 | 0 | 0 | 3.3844 | 22.32 | 44.64 | 0.2 | 0 | 7.48 | 0.10336 | 0 | 41.2556
9.0968 | 0 | 0 | 9.0968 | 24.08 | 48.16 | 0.2 | 0 | 7.48 | 0.10336 | 0 | 39.0632
15.0733 | 0 | 0 | 15.0733 | 27.16 | 54.32 | 0.2 | 0 | 7.48 | 0.10336 | 0 | 39.2467
14.193 | 0 | 0 | 14.193 | 33.16 | 66.32 | 0.2 | 0 | 7.48 | 0.10336 | 0 | 52.127
20.639 | 0 | 0 | 20.639 | 30.12 | 60.24 | 0.2 | 0 | 7.48 | 0.10336 | 0 | 39.601
38.5685 | 0 | 0 | 38.5685 | 26.96 | 53.92 | 0.2 | 0 | 7.48 | 0.10336 | 0 | 15.3515
68.6173 | 2.2546 | 14.2027 | 52.16 | 26.08 | 52.16 | 0.95833 | 0 | 7.48 | 0.10336 | 0 | 0
59.9412 | 0.12386 | 7.9773 | 51.84 | 25.92 | 51.84 | 0.99999 | 0 | 7.48 | 0.10336 | 0 | 0
47.4502 | 0 | 0 | 47.4502 | 25.08 | 50.16 | 0.99999 | 0 | 7.48 | 0.10336 | 0 | 2.7098
31.1835 | 0 | 0 | 31.1835 | 24.8 | 49.6 | 0.99999 | 0 | 7.48 | 0.10336 | 0 | 18.4165
13.8604 | 0 | 0 | 13.8604 | 25.32 | 50.64 | 0.99999 | 0 | 7.48 | 0.10336 | 0 | 36.7796
2.0932 | 0 | 0 | 2.0932 | 25.28 | 50.56 | 0.99999 | 0 | 7.48 | 0.10336 | 0 | 48.4668
0 | 0 | 0 | 0 | 25.36 | 50.72 | 0.99999 | 0 | 7.48 | 0.10336 | 0 | 50.72
0 | 0 | 0 | 0 | 24.84 | 49.68 | 0.99999 | 0 | 7.48 | 0.10336 | 0 | 49.68
0 | 0 | 0 | 0 | 24.56 | 49.12 | 0.99999 | 0 | 7.48 | 0.10336 | 0 | 49.12
0 | 0 | 0 | 0 | 26.88 | 53.76 | 0.99999 | 0 | 7.48 | 0.10336 | 0 | 53.76
0 | 0 | 0 | 0 | 23.96 | 47.92 | 0.99999 | 0 | 7.48 | 0.10336 | 0 | 47.92
0 | 0 | 0 | 0 | 22.48 | 44.96 | 0.99999 | 0 | 7.48 | 0.10336 | 0 | 44.96
0 | 0 | 0 | 0 | 22.4 | 44.8 | 0.99999 | 0 | 7.48 | 0.10336 | 0 | 44.8
0 | 0 | 0 | 0 | 21.32 | 42.64 | 0.99999 | 0 | 7.48 | 0.10336 | 0 | 42.64
0 | 0 | 0 | 0 | 22.76 | 45.52 | 0.99999 | 0 | 7.48 | 0.10336 | 0 | 45.52
0 | 0 | 0 | 0 | 21.84 | 43.68 | 0.99999 | 0 | 7.48 | 0.10336 | 0 | 43.68
0.23476 | 0 | 0 | 0.23476 | 20.72 | 41.44 | 0.99999 | 0 | 7.48 | 0.10336 | 0 | 41.2052
4.3626 | 0 | 0 | 4.3626 | 20.32 | 40.64 | 0.99999 | 0 | 7.48 | 0.10336 | 0 | 36.2774
10.4564 | 0 | 0 | 10.4564 | 20.72 | 41.44 | 0.99999 | 0 | 7.48 | 0.10336 | 0 | 30.9836
13.254 | 0 | 0 | 13.254 | 21.16 | 42.32 | 0.99999 | 0 | 7.48 | 0.10336 | 0 | 29.066
19.1327 | 0 | 0 | 19.1327 | 22.16 | 44.32 | 0.99999 | 0 | 7.48 | 0.10336 | 0 | 25.1873
44.4668 | 0 | 0 | 44.4668 | 23.56 | 47.12 | 0.2 | 2.1372 | 7.48 | 0.10336 | 0 | 0.516
58.2 | 2.2546 | 9.3854 | 46.56 | 23.28 | 46.56 | 0.95833 | 0 | 7.48 | 0.10336 | 0 | 0
72.6082 | 2.2546 | 0 | 70.3536 | 23.4 | 46.8 | 0.99999 | 1.9146 | 7.48 | 0.10336 | 0 | 0
68.9304 | 0 | 20.7704 | 48.16 | 24.08 | 48.16 | 0.99999 | 0 | 7.48 | 0.10336 | 0 | 0
59.7455 | 2.2546 | 0 | 57.4909 | 23.96 | 47.92 | 0.99999 | 2.0259 | 7.48 | 0.10336 | 0 | 0
47.3915 | 0 | 0 | 47.3915 | 25.48 | 50.96 | 0.99999 | 0 | 7.48 | 0.10336 | 0 | 3.5685
31.2422 | 0 | 0 | 31.2422 | 25.8 | 51.6 | 0.99999 | 0 | 7.48 | 0.10336 | 0 | 20.3578
13.8506 | 0 | 0 | 13.8506 | 24.24 | 48.48 | 0.99999 | 0 | 7.48 | 0.10336 | 0 | 34.6294
2.103 | 0 | 0 | 2.103 | 21.16 | 42.32 | 0.99999 | 0 | 7.48 | 0.10336 | 0 | 40.217
0 | 0 | 0 | 0 | 15.6 | 31.2 | 0.99999 | 0 | 7.48 | 0.10336 | 0 | 31.2
0 | 0 | 0 | 0 | 19.16 | 38.32 | 0.99999 | 0 | 7.48 | 0.10336 | 0 | 38.32
0 | 0 | 0 | 0 | 24.96 | 49.92 | 0.99999 | 0 | 7.48 | 0.10336 | 0 | 49.92
0 | 0 | 0 | 0 | 26.08 | 52.16 | 0.99999 | 0 | 7.48 | 0.10336 | 0 | 52.16
0 | 0 | 0 | 0 | 22.96 | 45.92 | 0.99999 | 0 | 7.48 | 0.10336 | 0 | 45.92
0 | 0 | 0 | 0 | 21.96 | 43.92 | 0.99999 | 0 | 7.48 | 0.10336 | 0 | 43.92
0 | 0 | 0 | 0 | 22.32 | 44.64 | 0.99999 | 0 | 7.48 | 0.10336 | 0 | 44.64
0 | 0 | 0 | 0 | 21.52 | 43.04 | 0.99999 | 0 | 7.48 | 0.10336 | 0 | 43.04
0 | 0 | 0 | 0 | 22.72 | 45.44 | 0.99999 | 0 | 7.48 | 0.10336 | 0 | 45.44
0 | 0 | 0 | 0 | 21.96 | 43.92 | 0.99999 | 0 | 7.48 | 0.10336 | 0 | 43.92
0.058689 | 0 | 0 | 0.058689 | 20.64 | 41.28 | 0.99999 | 0 | 7.48 | 0.10336 | 0 | 41.2213
18.5653 | 0 | 0 | 18.5653 | 20.12 | 40.24 | 0.99999 | 0 | 7.48 | 0.10336 | 0 | 21.6747
3.6387 | 0 | 0 | 3.6387 | 18.64 | 37.28 | 0.99999 | 0 | 7.48 | 0.10336 | 0 | 33.6413
7.0818 | 0 | 0 | 7.0818 | 19.24 | 38.48 | 0.99999 | 0 | 7.48 | 0.10336 | 0 | 31.3982
9.2435 | 0 | 0 | 9.2435 | 21.16 | 42.32 | 0.99999 | 0 | 7.48 | 0.10336 | 0 | 33.0765
15.8167 | 0 | 0 | 15.8167 | 21.36 | 42.72 | 0.99999 | 0 | 11.23 | 0.12409 | 0 | 26.9033
27.7991 | 0 | 0 | 27.7991 | 23.32 | 46.64 | 0.2 | 2.1372 | 11.23 | 0.12409 | 0 | 16.7037
50.5509 | 0.15088 | 0 | 50.4 | 25.2 | 50.4 | 0.25075 | 0 | 11.23 | 0.12409 | 0 | 0
69.6542 | 2.2276 | 14.3066 | 53.12 | 26.56 | 53.12 | 0.99999 | 0 | 17.48 | 0.13136 | 0 | 0
60.4987 | 0 | 5.1387 | 55.36 | 27.68 | 55.36 | 0.99999 | 0 | 17.48 | 0.13136 | 0 | 0
48.0077 | 0 | 0 | 48.0077 | 31.72 | 63.44 | 0.99999 | 0 | 17.48 | 0.13136 | 0 | 15.4323
31.878 | 0 | 0 | 31.878 | 28.92 | 57.84 | 0.2 | 2.1372 | 17.48 | 0.13136 | 0 | 23.8248
14.1636 | 0 | 0 | 14.1636 | 27.96 | 55.92 | 0.2 | 0 | 11.23 | 0.12409 | 0 | 41.7564
2.1226 | 0 | 0 | 2.1226 | 26.8 | 53.6 | 0.2 | 0 | 11.23 | 0.12409 | 0 | 51.4774
0 | 0 | 0 | 0 | 24.08 | 48.16 | 0.2 | 0 | 11.23 | 0.12409 | 0 | 48.16
0 | 0 | 0 | 0 | 23.4 | 46.8 | 0.95833 | 0 | 7.48 | 0.10336 | 2.2546 | 46.8
0 | 0 | 0 | 0 | 26.4 | 52.8 | 0.99999 | 0 | 7.48 | 0.10336 | 0.12386 | 52.8
0 | 0 | 0 | 0 | 26.68 | 53.36 | 0.99999 | 0 | 7.48 | 0.10336 | 0 | 53.36
0 | 0 | 0 | 0 | 21.56 | 43.12 | 0.99999 | 0 | 7.48 | 0.10336 | 0 | 43.12
0 | 0 | 0 | 0 | 20.2 | 40.4 | 0.99999 | 0 | 7.48 | 0.10336 | 0 | 40.4
0 | 0 | 0 | 0 | 20.64 | 41.28 | 0.99999 | 0 | 7.48 | 0.10336 | 0 | 41.28
0 | 0 | 0 | 0 | 20.44 | 40.88 | 0.99999 | 0 | 7.48 | 0.10336 | 0 | 40.88
0 | 0 | 0 | 0 | 20.52 | 41.04 | 0.99999 | 0 | 7.48 | 0.10336 | 0 | 41.04
0 | 0 | 0 | 0 | 20.24 | 40.48 | 0.99999 | 0 | 7.48 | 0.10336 | 0 | 40.48
4.4799 | 0 | 0 | 4.4799 | 19.44 | 38.88 | 0.99999 | 0 | 7.48 | 0.10336 | 0 | 34.4001
3.9517 | 0 | 0 | 3.9517 | 21.08 | 42.16 | 0.99999 | 0 | 7.48 | 0.10336 | 0 | 38.2083
9.7228 | 0 | 0 | 9.7228 | 22.28 | 44.56 | 0.99999 | 0 | 7.48 | 0.10336 | 0 | 34.8372
19.0446 | 0 | 0 | 19.0446 | 24.48 | 48.96 | 0.99999 | 0 | 7.48 | 0.10336 | 0 | 29.9154
15.8069 | 0 | 0 | 15.8069 | 27.32 | 54.64 | 0.99999 | 0 | 7.48 | 0.10336 | 0 | 38.8331
41.4247 | 0 | 0 | 41.4247 | 31.32 | 62.64 | 0.2 | 2.1372 | 11.23 | 0.12409 | 0 | 19.0781
75.2003 | 2.2546 | 6.6257 | 66.32 | 33.16 | 66.32 | 0.95833 | 0 | 11.23 | 0.12409 | 0 | 0
74.1929 | 0.12386 | 20.629 | 53.44 | 26.72 | 53.44 | 0.99999 | 0 | 11.23 | 0.12409 | 0 | 0
69.664 | 2.2546 | 0 | 67.4094 | 25.56 | 51.12 | 0.99999 | 2.0259 | 17.48 | 0.13136 | 0 | 0
61.3203 | 0 | 10.2803 | 51.04 | 25.52 | 51.04 | 0.99999 | 0 | 17.48 | 0.13136 | 0 | 0
48.8 | 0 | 0 | 48.8 | 24.4 | 48.8 | 0.99999 | 0 | 17.48 | 0.13136 | 0 | 0
32.4453 | 0 | 0 | 32.4453 | 22.76 | 45.52 | 0.2 | 2.1372 | 17.48 | 0.13136 | 0 | 10.9375
14.2419 | 0 | 0 | 14.2419 | 22.76 | 45.52 | 0.2 | 0 | 11.23 | 0.12409 | 0 | 31.2781
1.9563 | 0 | 0 | 1.9563 | 24.2 | 48.4 | 0.2 | 0 | 11.23 | 0.12409 | 0 | 46.4437
0 | 0 | 0 | 0 | 24.64 | 49.28 | 0.2 | 0 | 11.23 | 0.12409 | 0 | 49.28
0 | 0 | 0 | 0 | 25.52 | 51.04 | 0.2 | 0 | 7.48 | 0.10336 | 0 | 51.04
0 | 0 | 0 | 0 | 24.92 | 49.84 | 0.2 | 0 | 7.48 | 0.10336 | 0 | 49.84
0 | 0 | 0 | 0 | 17.92 | 35.84 | 0.2 | 0 | 7.48 | 0.10336 | 0 | 35.84
0 | 0 | 0 | 0 | 10.84 | 21.68 | 0.2 | 0 | 7.48 | 0.10336 | 0 | 21.68
0 | 0 | 0 | 0 | 8.88 | 17.76 | 0.2 | 0 | 7.48 | 0.10336 | 0 | 17.76
0 | 0 | 0 | 0 | 8.96 | 17.92 | 0.2 | 0 | 7.48 | 0.10336 | 0 | 17.92
0 | 0 | 0 | 0 | 9.84 | 19.68 | 0.2 | 0 | 7.48 | 0.10336 | 0 | 19.68
0 | 0 | 0 | 0 | 12.16 | 24.32 | 0.2 | 0 | 7.48 | 0.10336 | 0 | 24.32
0 | 0 | 0 | 0 | 13.8 | 27.6 | 0.2 | 0 | 7.48 | 0.10336 | 0 | 27.6
3.9615 | 0 | 0 | 3.9615 | 16.12 | 32.24 | 0.2 | 0 | 7.48 | 0.10336 | 0 | 28.2785
18.4577 | 0 | 0 | 18.4577 | 22.56 | 45.12 | 0.2 | 0 | 7.48 | 0.10336 | 0 | 26.6623
36.5535 | 0 | 0 | 36.5535 | 22 | 44 | 0.2 | 0 | 7.48 | 0.10336 | 0 | 7.4465
51.8714 | 2.2546 | 3.1368 | 46.48 | 23.24 | 46.48 | 0.95833 | 0 | 7.48 | 0.10336 | 0 | 0
64.3037 | 0.12386 | 15.3798 | 48.8 | 24.4 | 48.8 | 0.99999 | 0 | 7.48 | 0.10336 | 0 | 0
71.7279 | 2.2546 | 0 | 69.4733 | 29.64 | 59.28 | 0.99999 | 2.0259 | 11.23 | 0.12409 | 0 | 0
76.4621 | 2.2546 | 0 | 74.2075 | 27.8 | 55.6 | 0.99999 | 2.0259 | 11.23 | 0.12409 | 0 | 0
76.0024 | 0 | 24.8824 | 51.12 | 25.56 | 51.12 | 0.99999 | 0 | 11.23 | 0.12409 | 0 | 0
71.2583 | 2.2546 | 0 | 69.0037 | 24.64 | 49.28 | 0.99999 | 2.0259 | 17.48 | 0.13136 | 0 | 0
62.3181 | 0 | 12.4781 | 49.84 | 24.92 | 49.84 | 0.99999 | 0 | 17.48 | 0.13136 | 0 | 0
49.4651 | 0 | 0 | 49.4651 | 25.32 | 50.64 | 0.99999 | 0 | 17.48 | 0.13136 | 0 | 1.1749
32.592 | 0 | 0 | 32.592 | 26.04 | 52.08 | 0.2 | 2.1372 | 17.48 | 0.13136 | 0 | 17.3508
14.2028 | 0 | 0 | 14.2028 | 25.56 | 51.12 | 0.2 | 0 | 11.23 | 0.12409 | 0 | 36.9172
1.7998 | 0 | 0 | 1.7998 | 25 | 50 | 0.2 | 0 | 11.23 | 0.12409 | 0 | 48.2002
0 | 0 | 0 | 0 | 23.6 | 47.2 | 0.2 | 0 | 11.23 | 0.12409 | 0 | 47.2
0 | 0 | 0 | 0 | 23.48 | 46.96 | 0.2 | 0 | 7.48 | 0.10336 | 0 | 46.96
0 | 0 | 0 | 0 | 24.72 | 49.44 | 0.2 | 0 | 7.48 | 0.10336 | 0 | 49.44
0 | 0 | 0 | 0 | 26.12 | 52.24 | 0.2 | 0 | 7.48 | 0.10336 | 0 | 52.24
0 | 0 | 0 | 0 | 21.68 | 43.36 | 0.2 | 0 | 7.48 | 0.10336 | 0 | 43.36
0 | 0 | 0 | 0 | 19.96 | 39.92 | 0.2 | 0 | 7.48 | 0.10336 | 0 | 39.92
0 | 0 | 0 | 0 | 20.16 | 40.32 | 0.2 | 0 | 7.48 | 0.10336 | 0 | 40.32
0 | 0 | 0 | 0 | 20.32 | 40.64 | 0.2 | 0 | 7.48 | 0.10336 | 0 | 40.64
0 | 0 | 0 | 0 | 21.32 | 42.64 | 0.2 | 0 | 7.48 | 0.10336 | 0 | 42.64
0 | 0 | 0 | 0 | 22.76 | 45.52 | 0.2 | 0 | 7.48 | 0.10336 | 0 | 45.52
3.6094 | 0 | 0 | 3.6094 | 22.48 | 44.96 | 0.2 | 0 | 7.48 | 0.10336 | 0 | 41.3506
18.624 | 0 | 0 | 18.624 | 23 | 46 | 0.2 | 0 | 7.48 | 0.10336 | 0 | 27.376
36.4362 | 0 | 0 | 36.4362 | 22.8 | 45.6 | 0.2 | 0 | 7.48 | 0.10336 | 0 | 9.1638
50.9617 | 1.9217 | 0 | 49.04 | 24.52 | 49.04 | 0.84636 | 0 | 7.48 | 0.10336 | 0 | 0
61.4182 | 0 | 0 | 61.4182 | 31.08 | 62.16 | 0.56868 | 0.74184 | 7.48 | 0.10336 | 0 | 0
68.0989 | 1.2824 | 4.5766 | 62.24 | 31.12 | 62.24 | 0.99999 | 0 | 11.23 | 0.12409 | 0 | 0
70.7204 | 0 | 4.8004 | 65.92 | 32.96 | 65.92 | 0.99999 | 0 | 11.23 | 0.12409 | 0 | 0
71.1019 | 0 | 10.4619 | 60.64 | 30.32 | 60.64 | 0.99999 | 0 | 11.23 | 0.12409 | 0 | 0
66.7197 | 0 | 7.6797 | 59.04 | 29.52 | 59.04 | 0.99999 | 0 | 17.48 | 0.13136 | 0 | 0
58.4739 | 2.2546 | 0 | 56.2193 | 28.72 | 57.44 | 0.99999 | 2.0259 | 17.48 | 0.13136 | 0 | 0
46.9513 | 0 | 0 | 46.9513 | 29.4 | 58.8 | 0.99999 | 0 | 17.48 | 0.13136 | 0 | 11.8487
30.9389 | 0 | 0 | 30.9389 | 28.68 | 57.36 | 0.2 | 2.1372 | 17.48 | 0.13136 | 0 | 24.2838
13.7039 | 0 | 0 | 13.7039 | 30.84 | 61.68 | 0.2 | 0 | 11.23 | 0.12409 | 0 | 47.9761
1.7705 | 0 | 0 | 1.7705 | 30.2 | 60.4 | 0.2 | 0 | 11.23 | 0.12409 | 0 | 58.6295
0 | 0 | 0 | 0 | 28.28 | 56.56 | 0.2 | 0 | 11.23 | 0.12409 | 0 | 56.56
0 | 0 | 0 | 0 | 26.56 | 53.12 | 0.2 | 0 | 7.48 | 0.10336 | 0 | 53.12
0 | 0 | 0 | 0 | 23.08 | 46.16 | 0.2 | 0 | 7.48 | 0.10336 | 0 | 46.16
0 | 0 | 0 | 0 | 17.04 | 34.08 | 0.2 | 0 | 7.48 | 0.10336 | 0 | 34.08
0 | 0 | 0 | 0 | 11.2 | 22.4 | 0.2 | 0 | 7.48 | 0.10336 | 0 | 22.4
0 | 0 | 0 | 0 | 11.64 | 23.28 | 0.2 | 0 | 7.48 | 0.10336 | 0 | 23.28
0 | 0 | 0 | 0 | 14.24 | 28.48 | 0.2 | 0 | 7.48 | 0.10336 | 0 | 28.48
0 | 0 | 0 | 0 | 14.52 | 29.04 | 0.2 | 0 | 7.48 | 0.10336 | 0 | 29.04
0 | 0 | 0 | 0 | 15.36 | 30.72 | 0.2 | 0 | 7.48 | 0.10336 | 0 | 30.72
0 | 0 | 0 | 0 | 14.04 | 28.08 | 0.2 | 0 | 7.48 | 0.10336 | 0 | 28.08
3.4333 | 0 | 0 | 3.4333 | 15.72 | 31.44 | 0.2 | 0 | 7.48 | 0.10336 | 0 | 28.0067
17.7046 | 0 | 0 | 17.7046 | 22.24 | 44.48 | 0.2 | 0 | 7.48 | 0.10336 | 0 | 26.7754
34.2744 | 0 | 0 | 34.2744 | 21.84 | 43.68 | 0.2 | 0 | 7.48 | 0.10336 | 0 | 9.4056
47.861 | 0 | 0 | 47.861 | 24.6 | 49.2 | 0.2 | 0 | 7.48 | 0.10336 | 0 | 1.339
59.6771 | 2.2546 | 4.8624 | 52.56 | 26.28 | 52.56 | 0.95833 | 0 | 7.48 | 0.10336 | 0 | 0
67.9523 | 0.12386 | 10.9484 | 56.88 | 28.44 | 56.88 | 0.99999 | 0 | 11.23 | 0.12409 | 0 | 0
70.9356 | 0 | 4.5356 | 66.4 | 33.2 | 66.4 | 0.99999 | 0 | 11.23 | 0.12409 | 0 | 0
71.4247 | 0 | 15.9047 | 55.52 | 27.76 | 55.52 | 0.99999 | 0 | 11.23 | 0.12409 | 0 | 0
67.2479 | 2.2546 | 0 | 64.9933 | 25.6 | 51.2 | 0.99999 | 2.0259 | 17.48 | 0.13136 | 0 | 0
59.2173 | 0 | 8.5773 | 50.64 | 25.32 | 50.64 | 0.99999 | 0 | 17.48 | 0.13136 | 0 | 0
47.2154 | 0 | 0 | 47.2154 | 24.28 | 48.56 | 0.99999 | 0 | 17.48 | 0.13136 | 0 | 1.3446
31.2226 | 0 | 0 | 31.2226 | 23.96 | 47.92 | 0.2 | 2.1372 | 17.48 | 0.13136 | 0 | 14.5602
13.7724 | 0 | 0 | 13.7724 | 24.28 | 48.56 | 0.2 | 0 | 11.23 | 0.12409 | 0 | 34.7876
1.7607 | 0 | 0 | 1.7607 | 23.56 | 47.12 | 0.2 | 0 | 11.23 | 0.12409 | 0 | 45.3593
0 | 0 | 0 | 0 | 24.92 | 49.84 | 0.2 | 0 | 11.23 | 0.12409 | 0 | 49.84
0 | 0 | 0 | 0 | 24.84 | 49.68 | 0.2 | 0 | 7.48 | 0.10336 | 0 | 49.68
0 | 0 | 0 | 0 | 25.28 | 50.56 | 0.2 | 0 | 7.48 | 0.10336 | 0 | 50.56
0 | 0 | 0 | 0 | 18 | 36 | 0.2 | 0 | 7.48 | 0.10336 | 0 | 36
0 | 0 | 0 | 0 | 11.04 | 22.08 | 0.2 | 0 | 7.48 | 0.10336 | 0 | 22.08
0 | 0 | 0 | 0 | 8.96 | 17.92 | 0.2 | 0 | 7.48 | 0.10336 | 0 | 17.92
0 | 0 | 0 | 0 | 9.68 | 19.36 | 0.2 | 0 | 7.48 | 0.10336 | 0 | 19.36
0 | 0 | 0 | 0 | 9.24 | 18.48 | 0.2 | 0 | 7.48 | 0.10336 | 0 | 18.48
0 | 0 | 0 | 0 | 13.52 | 27.04 | 0.2 | 0 | 7.48 | 0.10336 | 0 | 27.04
0 | 0 | 0 | 0 | 14.8 | 29.6 | 0.2 | 0 | 7.48 | 0.10336 | 0 | 29.6
3.4333 | 0 | 0 | 3.4333 | 16.6 | 33.2 | 0.2 | 0 | 7.48 | 0.10336 | 0 | 29.7667
17.8024 | 0 | 0 | 17.8024 | 22.6 | 45.2 | 0.2 | 0 | 7.48 | 0.10336 | 0 | 27.3976
35.4189 | 0 | 0 | 35.4189 | 23.72 | 47.44 | 0.2 | 0 | 7.48 | 0.10336 | 0 | 12.0211
49.4162 | 0 | 0 | 49.4162 | 25.6 | 51.2 | 0.2 | 0 | 7.48 | 0.10336 | 0 | 1.7838
58.4152 | 2.2546 | 0.96061 | 55.2 | 27.6 | 55.2 | 0.95833 | 0 | 7.48 | 0.10336 | 0 | 0
64.695 | 0.12386 | 0.89111 | 63.68 | 31.84 | 63.68 | 0.99999 | 0 | 7.48 | 0.10336 | 0 | 0
67.3262 | 2.2546 | 0 | 65.0716 | 32.8 | 65.6 | 0.99999 | 2.0259 | 7.48 | 0.10336 | 0 | 0
66.4067 | 0 | 7.4467 | 58.96 | 29.48 | 58.96 | 0.99999 | 0 | 7.48 | 0.10336 | 0 | 0
64.7439 | 2.2546 | 0 | 62.4893 | 28.72 | 57.44 | 0.99999 | 2.0259 | 7.48 | 0.10336 | 0 | 0
56.9089 | 0 | 3.3089 | 53.6 | 26.8 | 53.6 | 0.99999 | 0 | 7.48 | 0.10336 | 0 | 0
45.533 | 0 | 0 | 45.533 | 28.4 | 56.8 | 0.99999 | 0 | 7.48 | 0.10336 | 0 | 11.267
30.4792 | 0 | 0 | 30.4792 | 27.6 | 55.2 | 0.99999 | 0 | 7.48 | 0.10336 | 0 | 24.7208
13.8017 | 0 | 0 | 13.8017 | 28.04 | 56.08 | 0.99999 | 0 | 7.48 | 0.10336 | 0 | 42.2783
1.8878 | 0 | 0 | 1.8878 | 27.64 | 55.28 | 0.99999 | 0 | 7.48 | 0.10336 | 0 | 53.3922
0 | 0 | 0 | 0 | 26.96 | 53.92 | 0.99999 | 0 | 7.48 | 0.10336 | 0 | 53.92
0 | 0 | 0 | 0 | 24.4 | 48.8 | 0.99999 | 0 | 7.48 | 0.10336 | 0 | 48.8
0 | 0 | 0 | 0 | 19.56 | 39.12 | 0.99999 | 0 | 7.48 | 0.10336 | 0 | 39.12
0 | 0 | 0 | 0 | 19.24 | 38.48 | 0.99999 | 0 | 7.48 | 0.10336 | 0 | 38.48
0 | 0 | 0 | 0 | 11 | 22 | 0.99999 | 0 | 7.48 | 0.10336 | 0 | 22
0 | 0 | 0 | 0 | 8.84 | 17.68 | 0.99999 | 0 | 7.48 | 0.10336 | 0 | 17.68
0 | 0 | 0 | 0 | 9.2 | 18.4 | 0.99999 | 0 | 7.48 | 0.10336 | 0 | 18.4
0 | 0 | 0 | 0 | 13.36 | 26.72 | 0.99999 | 0 | 7.48 | 0.10336 | 0 | 26.72
0 | 0 | 0 | 0 | 16.52 | 33.04 | 0.99999 | 0 | 7.48 | 0.10336 | 0 | 33.04
0 | 0 | 0 | 0 | 13.32 | 26.64 | 0.99999 | 0 | 7.48 | 0.10336 | 0 | 26.64
3.4529 | 0 | 0 | 3.4529 | 14.56 | 29.12 | 0.99999 | 0 | 7.48 | 0.10336 | 0 | 25.6671
17.7046 | 0 | 0 | 17.7046 | 15.56 | 31.12 | 0.99999 | 0 | 7.48 | 0.10336 | 0 | 13.4154
34.607 | 0 | 0 | 34.607 | 21.08 | 42.16 | 0.2 | 2.1372 | 7.48 | 0.10336 | 0 | 5.4158
48.4087 | 2.2546 | 4.5541 | 41.6 | 20.8 | 41.6 | 0.95833 | 0 | 7.48 | 0.10336 | 0 | 0
58.65 | 0.12386 | 15.0861 | 43.44 | 21.72 | 43.44 | 0.99999 | 0 | 7.48 | 0.10336 | 0 | 0
67.111 | 2.2546 | 0 | 64.8564 | 23.32 | 46.64 | 0.99999 | 2.0259 | 7.48 | 0.10336 | 0 | 0
69.9183 | 0 | 18.3183 | 51.6 | 25.8 | 51.6 | 0.99999 | 0 | 7.48 | 0.10336 | 0 | 0
69.3216 | 0 | 16.2016 | 53.12 | 26.56 | 53.12 | 0.99999 | 0 | 7.48 | 0.10336 | 0 | 0
65.4481 | 2.2546 | 0 | 63.1935 | 29.4 | 58.8 | 0.99999 | 2.0259 | 7.48 | 0.10336 | 0 | 0
57.349 | 0 | 0 | 57.349 | 29.96 | 59.92 | 0.99999 | 0 | 7.48 | 0.10336 | 0 | 2.5709
45.8753 | 0 | 0 | 45.8753 | 29.32 | 58.64 | 0.99999 | 0 | 7.48 | 0.10336 | 0 | 12.7647
30.7042 | 0 | 0 | 30.7042 | 28.48 | 56.96 | 0.99999 | 0 | 7.48 | 0.10336 | 0 | 26.2558
13.6746 | 0 | 0 | 13.6746 | 27.48 | 54.96 | 0.99999 | 0 | 7.48 | 0.10336 | 0 | 41.2854
1.9074 | 0 | 0 | 1.9074 | 22.96 | 45.92 | 0.99999 | 0 | 7.48 | 0.10336 | 0 | 44.0126
0 | 0 | 0 | 0 | 22.04 | 44.08 | 0.99999 | 0 | 7.48 | 0.10336 | 0 | 44.08
0 | 0 | 0 | 0 | 22.4 | 44.8 | 0.99999 | 0 | 7.48 | 0.10336 | 0 | 44.8
0 | 0 | 0 | 0 | 23.4 | 46.8 | 0.99999 | 0 | 7.48 | 0.10336 | 0 | 46.8
0 | 0 | 0 | 0 | 18.2 | 36.4 | 0.99999 | 0 | 7.48 | 0.10336 | 0 | 36.4
0 | 0 | 0 | 0 | 13.76 | 27.52 | 0.99999 | 0 | 7.48 | 0.10336 | 0 | 27.52
0 | 0 | 0 | 0 | 11.16 | 22.32 | 0.99999 | 0 | 7.48 | 0.10336 | 0 | 22.32
0 | 0 | 0 | 0 | 9.16 | 18.32 | 0.99999 | 0 | 7.48 | 0.10336 | 0 | 18.32
0 | 0 | 0 | 0 | 9.8 | 19.6 | 0.99999 | 0 | 7.48 | 0.10336 | 0 | 19.6
0 | 0 | 0 | 0 | 12.28 | 24.56 | 0.99999 | 0 | 7.48 | 0.10336 | 0 | 24.56
0 | 0 | 0 | 0 | 13.88 | 27.76 | 0.99999 | 0 | 7.48 | 0.10336 | 0 | 27.76
3.5898 | 0 | 0 | 3.5898 | 15.44 | 30.88 | 0.99999 | 0 | 7.48 | 0.10336 | 0 | 27.2902
8.4317 | 0 | 0 | 8.4317 | 16.2 | 32.4 | 0.99999 | 0 | 7.48 | 0.10336 | 0 | 23.9683
29.9608 | 0 | 0 | 29.9608 | 17.52 | 35.04 | 0.2 | 2.1372 | 7.48 | 0.10336 | 0 | 2.942
48.9467 | 2.2546 | 4.7721 | 41.92 | 20.96 | 41.92 | 0.95833 | 0 | 7.48 | 0.10336 | 0 | 0
58.9239 | 0.12386 | 12.4 | 46.4 | 23.2 | 46.4 | 0.99999 | 0 | 7.48 | 0.10336 | 0 | 0
66.9545 | 2.2546 | 0 | 64.6999 | 25.12 | 50.24 | 0.99999 | 2.0259 | 11.23 | 0.12409 | 0 | 0
69.8498 | 0 | 9.6898 | 60.16 | 30.08 | 60.16 | 0.99999 | 0 | 11.23 | 0.12409 | 0 | 0
70.6323 | 0 | 8.7124 | 61.92 | 30.96 | 61.92 | 0.99999 | 0 | 11.23 | 0.12409 | 0 | 0
66.9056 | 2.2546 | 0 | 64.651 | 32.04 | 64.08 | 0.99999 | 2.0259 | 17.48 | 0.13136 | 0 | 0
57.7012 | 0 | 0 | 57.7012 | 33.16 | 66.32 | 0.99999 | 0 | 17.48 | 0.13136 | 0 | 8.6188
46.1786 | 0 | 0 | 46.1786 | 35.76 | 71.52 | 0.99999 | 0 | 17.48 | 0.13136 | 0 | 25.3414
30.8509 | 0 | 0 | 30.8509 | 36.76 | 73.52 | 0.2 | 2.1372 | 17.48 | 0.13136 | 0 | 40.5319
13.8506 | 0 | 0 | 13.8506 | 35.68 | 71.36 | 0.2 | 0 | 11.23 | 0.12409 | 0 | 57.5094
2.015 | 0 | 0 | 2.015 | 31.52 | 63.04 | 0.2 | 0 | 11.23 | 0.12409 | 0 | 61.025
0 | 0 | 0 | 0 | 22.6 | 45.2 | 0.2 | 0 | 11.23 | 0.12409 | 0 | 45.2
0 | 0 | 0 | 0 | 21.72 | 43.44 | 0.95833 | 0 | 7.48 | 0.10336 | 2.2546 | 43.44
0 | 0 | 0 | 0 | 22.04 | 44.08 | 0.99999 | 0 | 7.48 | 0.10336 | 0.12386 | 44.08
0 | 0 | 0 | 0 | 19.28 | 38.56 | 0.99999 | 0 | 7.48 | 0.10336 | 0 | 38.56
0 | 0 | 0 | 0 | 11.24 | 22.48 | 0.99999 | 0 | 7.48 | 0.10336 | 0 | 22.48
0 | 0 | 0 | 0 | 13.48 | 26.96 | 0.99999 | 0 | 7.48 | 0.10336 | 0 | 26.96
0 | 0 | 0 | 0 | 16.6 | 33.2 | 0.99999 | 0 | 7.48 | 0.10336 | 0 | 33.2
0 | 0 | 0 | 0 | 17.16 | 34.32 | 0.99999 | 0 | 7.48 | 0.10336 | 0 | 34.32
0 | 0 | 0 | 0 | 16.88 | 33.76 | 0.99999 | 0 | 7.48 | 0.10336 | 0 | 33.76
0 | 0 | 0 | 0 | 14.16 | 28.32 | 0.99999 | 0 | 7.48 | 0.10336 | 0 | 28.32
3.4529 | 0 | 0 | 3.4529 | 15.44 | 30.88 | 0.99999 | 0 | 7.48 | 0.10336 | 0 | 27.4271
9.0968 | 0 | 0 | 9.0968 | 22.52 | 45.04 | 0.99999 | 0 | 7.48 | 0.10336 | 0 | 35.9432
24.7668 | 0 | 0 | 24.7668 | 24.32 | 48.64 | 0.99999 | 0 | 7.48 | 0.10336 | 0 | 23.8732
48.7022 | 0 | 0 | 48.7022 | 31.16 | 62.32 | 0.99999 | 0 | 7.48 | 0.10336 | 0 | 13.6178
58.8358 | 0 | 0 | 58.8358 | 37.28 | 74.56 | 0.99999 | 0 | 7.48 | 0.10336 | 0 | 15.7242
66.8371 | 0 | 0 | 66.8371 | 42.44 | 84.88 | 0.99999 | 0 | 11.23 | 0.12409 | 0 | 18.0429
70.0846 | 0 | 0 | 70.0846 | 42.24 | 84.48 | 0.99999 | 0 | 11.23 | 0.12409 | 0 | 14.3954
70.916 | 0 | 0 | 70.916 | 40.28 | 80.56 | 0.99999 | 0 | 11.23 | 0.12409 | 0 | 9.644
66.7295 | 0 | 0 | 66.7295 | 42.48 | 84.96 | 0.99999 | 0 | 17.48 | 0.13136 | 0 | 18.2305
58.8554 | 0 | 0 | 58.8554 | 42.6 | 85.2 | 0.99999 | 0 | 17.48 | 0.13136 | 0 | 26.3446
46.4818 | 0 | 0 | 46.4818 | 40.12 | 80.24 | 0.99999 | 0 | 17.48 | 0.13136 | 0 | 33.7582
31.2715 | 0 | 0 | 31.2715 | 40.52 | 81.04 | 0.2 | 2.1372 | 17.48 | 0.13136 | 0 | 47.6313
14.0463 | 0 | 0 | 14.0463 | 38.44 | 76.88 | 0.2 | 0 | 11.23 | 0.12409 | 0 | 62.8337
2.0443 | 0 | 0 | 2.0443 | 39.56 | 79.12 | 0.2 | 0 | 11.23 | 0.12409 | 0 | 77.0757
0 | 0 | 0 | 0 | 38.56 | 77.12 | 0.2 | 0 | 11.23 | 0.12409 | 0 | 77.12
0 | 0 | 0 | 0 | 38.28 | 76.56 | 0.95833 | 0 | 7.48 | 0.10336 | 2.2546 | 76.56
0 | 0 | 0 | 0 | 37.52 | 75.04 | 0.99999 | 0 | 7.48 | 0.10336 | 0.12386 | 75.04
0 | 0 | 0 | 0 | 27.72 | 55.44 | 0.99999 | 0 | 7.48 | 0.10336 | 0 | 55.44
0 | 0 | 0 | 0 | 12.76 | 25.52 | 0.99999 | 0 | 7.48 | 0.10336 | 0 | 25.52
0 | 0 | 0 | 0 | 11.48 | 22.96 | 0.99999 | 0 | 7.48 | 0.10336 | 0 | 22.96
0 | 0 | 0 | 0 | 13.84 | 27.68 | 0.99999 | 0 | 7.48 | 0.10336 | 0 | 27.68
0 | 0 | 0 | 0 | 11.8 | 23.6 | 0.99999 | 0 | 7.48 | 0.10336 | 0 | 23.6
0 | 0 | 0 | 0 | 16.28 | 32.56 | 0.99999 | 0 | 7.48 | 0.10336 | 0 | 32.56
0 | 0 | 0 | 0 | 16.04 | 32.08 | 0.99999 | 0 | 7.48 | 0.10336 | 0 | 32.08
3.5996 | 0 | 0 | 3.5996 | 15.96 | 31.92 | 0.99999 | 0 | 7.48 | 0.10336 | 0 | 28.3204
15.5037 | 0 | 0 | 15.5037 | 19.24 | 38.48 | 0.99999 | 0 | 7.48 | 0.10336 | 0 | 22.9763
35.1157 | 0 | 0 | 35.1157 | 24.68 | 49.36 | 0.99999 | 0 | 7.48 | 0.10336 | 0 | 14.2443
49.3869 | 0 | 0 | 49.3869 | 28.96 | 57.92 | 0.99999 | 0 | 7.48 | 0.10336 | 0 | 8.5331
59.8727 | 0 | 0 | 59.8727 | 31.4 | 62.8 | 0.99999 | 0 | 7.48 | 0.10336 | 0 | 2.9273
67.9913 | 0 | 0 | 67.9913 | 38.16 | 76.32 | 0.99999 | 0 | 11.23 | 0.12409 | 0 | 8.3287
70.9258 | 0 | 0 | 70.9258 | 45.76 | 91.52 | 0.99999 | 0 | 11.23 | 0.12409 | 0 | 20.5942
71.7572 | 0 | 0 | 71.7572 | 38 | 76 | 0.99999 | 0 | 11.23 | 0.12409 | 0 | 4.2428
68.0305 | 0 | 0 | 68.0305 | 37.52 | 75.04 | 0.99999 | 0 | 17.48 | 0.13136 | 0 | 7.0095
58.8065 | 0 | 0 | 58.8065 | 38.96 | 77.92 | 0.99999 | 0 | 17.48 | 0.13136 | 0 | 19.1135
47.2741 | 0 | 0 | 47.2741 | 38.56 | 77.12 | 0.99999 | 0 | 17.48 | 0.13136 | 0 | 29.8459
31.8975 | 0 | 0 | 31.8975 | 39.36 | 78.72 | 0.2 | 2.1372 | 17.48 | 0.13136 | 0 | 44.6853
14.4669 | 0 | 0 | 14.4669 | 39.12 | 78.24 | 0.2 | 0 | 11.23 | 0.12409 | 0 | 63.7731
2.1324 | 0 | 0 | 2.1324 | 38.08 | 76.16 | 0.2 | 0 | 11.23 | 0.12409 | 0 | 74.0276
0 | 0 | 0 | 0 | 37.48 | 74.96 | 0.2 | 0 | 11.23 | 0.12409 | 0 | 74.96
0 | 0 | 0 | 0 | 35.56 | 71.12 | 0.95833 | 0 | 7.48 | 0.10336 | 2.2546 | 71.12
0 | 0 | 0 | 0 | 26.52 | 53.04 | 0.99999 | 0 | 7.48 | 0.10336 | 0.12386 | 53.04
0 | 0 | 0 | 0 | 20.92 | 41.84 | 0.99999 | 0 | 7.48 | 0.10336 | 0 | 41.84
0 | 0 | 0 | 0 | 11.28 | 22.56 | 0.99999 | 0 | 7.48 | 0.10336 | 0 | 22.56
0 | 0 | 0 | 0 | 10.44 | 20.88 | 0.99999 | 0 | 7.48 | 0.10336 | 0 | 20.88
0 | 0 | 0 | 0 | 9.68 | 19.36 | 0.99999 | 0 | 7.48 | 0.10336 | 0 | 19.36
0 | 0 | 0 | 0 | 8.76 | 17.52 | 0.99999 | 0 | 7.48 | 0.10336 | 0 | 17.52
0 | 0 | 0 | 0 | 11.96 | 23.92 | 0.99999 | 0 | 7.48 | 0.10336 | 0 | 23.92
0 | 0 | 0 | 0 | 12.84 | 25.68 | 0.99999 | 0 | 7.48 | 0.10336 | 0 | 25.68
3.6387 | 0 | 0 | 3.6387 | 14.4 | 28.8 | 0.99999 | 0 | 7.48 | 0.10336 | 0 | 25.1613
7.0427 | 0 | 0 | 7.0427 | 20.88 | 41.76 | 0.99999 | 0 | 7.48 | 0.10336 | 0 | 34.7173
19.3087 | 0 | 0 | 19.3087 | 23.24 | 46.48 | 0.99999 | 0 | 7.48 | 0.10336 | 0 | 27.1713
49.9151 | 0 | 0 | 49.9151 | 29.64 | 59.28 | 0.99999 | 0 | 7.48 | 0.10336 | 0 | 9.3649
59.8825 | 0 | 0 | 59.8825 | 33.28 | 66.56 | 0.99999 | 0 | 7.48 | 0.10336 | 0 | 6.6775
68.1968 | 0 | 0 | 68.1968 | 42.96 | 85.92 | 0.99999 | 0 | 11.23 | 0.12409 | 0 | 17.7232
71.1997 | 0 | 0 | 71.1997 | 40.2 | 80.4 | 0.99999 | 0 | 11.23 | 0.12409 | 0 | 9.2003
71.7279 | 0 | 0 | 71.7279 | 37.6 | 75.2 | 0.99999 | 0 | 11.23 | 0.12409 | 0 | 3.4721
67.4142 | 0 | 0 | 67.4142 | 37.6 | 75.2 | 0.99999 | 0 | 17.48 | 0.13136 | 0 | 7.7858
59.3445 | 0 | 0 | 59.3445 | 38.24 | 76.48 | 0.99999 | 0 | 17.48 | 0.13136 | 0 | 17.1355
46.7361 | 0 | 0 | 46.7361 | 36.4 | 72.8 | 0.99999 | 0 | 17.48 | 0.13136 | 0 | 26.0639
31.6432 | 0 | 0 | 31.6432 | 37.44 | 74.88 | 0.2 | 2.1372 | 17.48 | 0.13136 | 0 | 41.0996
14.4277 | 0 | 0 | 14.4277 | 36.96 | 73.92 | 0.2 | 0 | 11.23 | 0.12409 | 0 | 59.4923
2.1324 | 0 | 0 | 2.1324 | 36 | 72 | 0.2 | 0 | 11.23 | 0.12409 | 0 | 69.8676
0 | 0 | 0 | 0 | 35.72 | 71.44 | 0.2 | 0 | 11.23 | 0.12409 | 0 | 71.44
0 | 0 | 0 | 0 | 35.72 | 71.44 | 0.95833 | 0 | 7.48 | 0.10336 | 2.2546 | 71.44
0 | 0 | 0 | 0 | 32.68 | 65.36 | 0.99999 | 0 | 7.48 | 0.10336 | 0.12386 | 65.36
0 | 0 | 0 | 0 | 19.84 | 39.68 | 0.99999 | 0 | 7.48 | 0.10336 | 0 | 39.68
0 | 0 | 0 | 0 | 11.52 | 23.04 | 0.99999 | 0 | 7.48 | 0.10336 | 0 | 23.04
0 | 0 | 0 | 0 | 9.04 | 18.08 | 0.99999 | 0 | 7.48 | 0.10336 | 0 | 18.08
0 | 0 | 0 | 0 | 9 | 18 | 0.99999 | 0 | 7.48 | 0.10336 | 0 | 18
0 | 0 | 0 | 0 | 8.84 | 17.68 | 0.99999 | 0 | 7.48 | 0.10336 | 0 | 17.68
0 | 0 | 0 | 0 | 12.64 | 25.28 | 0.99999 | 0 | 7.48 | 0.10336 | 0 | 25.28
0 | 0 | 0 | 0 | 13.76 | 27.52 | 0.99999 | 0 | 7.48 | 0.10336 | 0 | 27.52
3.6387 | 0 | 0 | 3.6387 | 15.32 | 30.64 | 0.99999 | 0 | 7.48 | 0.10336 | 0 | 27.0013
17.7143 | 0 | 0 | 17.7143 | 20.84 | 41.68 | 0.99999 | 0 | 7.48 | 0.10336 | 0 | 23.9657
35.0961 | 0 | 0 | 35.0961 | 22.4 | 44.8 | 0.99999 | 0 | 7.48 | 0.10336 | 0 | 9.7039
49.0641 | 0 | 0 | 49.0641 | 30.68 | 61.36 | 0.99999 | 0 | 7.48 | 0.10336 | 0 | 12.2959
59.0706 | 0 | 0 | 59.0706 | 36.56 | 73.12 | 0.99999 | 0 | 7.48 | 0.10336 | 0 | 14.0494
67.2871 | 0 | 0 | 67.2871 | 45.24 | 90.48 | 0.99999 | 0 | 11.23 | 0.12409 | 0 | 23.1929
70.1726 | 0 | 0 | 70.1726 | 47.2 | 94.4 | 0.99999 | 0 | 11.23 | 0.12409 | 0 | 24.2274
69.9476 | 0 | 0 | 69.9476 | 43.48 | 86.96 | 0.99999 | 0 | 11.23 | 0.12409 | 0 | 17.0124
65.9763 | 0 | 0 | 65.9763 | 44.4 | 88.8 | 0.99999 | 0 | 17.48 | 0.13136 | 0 | 22.8237
58.3174 | 0 | 0 | 58.3174 | 42.8 | 85.6 | 0.99999 | 0 | 17.48 | 0.13136 | 0 | 27.2826
46.7654 | 0 | 0 | 46.7654 | 51.24 | 102.48 | 0.99999 | 0 | 17.48 | 0.13136 | 0 | 55.7146
31.7117 | 0 | 0 | 31.7117 | 56.52 | 113.04 | 0.2 | 2.1372 | 17.48 | 0.13136 | 0 | 79.1911
14.3984 | 2.2546 | 0 | 12.1438 | 55.12 | 110.24 | 0.95833 | 0 | 11.23 | 0.12409 | 0 | 98.0962
2.0639 | 0 | 0 | 2.0639 | 53.48 | 106.96 | 0.2 | 2.0259 | 11.23 | 0.12409 | 0 | 102.87
0 | 0 | 0 | 0 | 49.68 | 99.36 | 0.2 | 0 | 11.23 | 0.12409 | 0 | 99.36
0 | 0 | 0 | 0 | 47.88 | 95.76 | 0.95833 | 0 | 7.48 | 0.10336 | 2.2546 | 95.76
0 | 0 | 0 | 0 | 45.72 | 91.44 | 0.99999 | 0 | 7.48 | 0.10336 | 0.12386 | 91.44
0 | 0 | 0 | 0 | 34.96 | 69.92 | 0.99999 | 0 | 7.48 | 0.10336 | 0 | 69.92
0 | 0 | 0 | 0 | 14.84 | 29.68 | 0.99999 | 0 | 7.48 | 0.10336 | 0 | 29.68
0 | 0 | 0 | 0 | 9.72 | 19.44 | 0.99999 | 0 | 7.48 | 0.10336 | 0 | 19.44
0 | 0 | 0 | 0 | 10.8 | 21.6 | 0.99999 | 0 | 7.48 | 0.10336 | 0 | 21.6
0 | 0 | 0 | 0 | 10.88 | 21.76 | 0.99999 | 0 | 7.48 | 0.10336 | 0 | 21.76
0 | 0 | 0 | 0 | 12.4 | 24.8 | 0.99999 | 0 | 7.48 | 0.10336 | 0 | 24.8
0 | 0 | 0 | 0 | 14.08 | 28.16 | 0.99999 | 0 | 7.48 | 0.10336 | 0 | 28.16
3.404 | 0 | 0 | 3.404 | 17.04 | 34.08 | 0.99999 | 0 | 7.48 | 0.10336 | 0 | 30.676
10.5347 | 0 | 0 | 10.5347 | 22.64 | 45.28 | 0.99999 | 0 | 7.48 | 0.10336 | 0 | 34.7453
33.443 | 0 | 0 | 33.443 | 34.2 | 68.4 | 0.99999 | 0 | 7.48 | 0.10336 | 0 | 34.957
47.8805 | 0 | 0 | 47.8805 | 41.12 | 82.24 | 0.99999 | 0 | 7.48 | 0.10336 | 0 | 34.3595
57.6816 | 0 | 0 | 57.6816 | 45.92 | 91.84 | 0.99999 | 0 | 7.48 | 0.10336 | 0 | 34.1584
65.4481 | 0 | 0 | 65.4481 | 52.24 | 104.48 | 0.99999 | 0 | 7.48 | 0.10336 | 0 | 39.0319
68.3043 | 0 | 0 | 68.3043 | 57.56 | 115.12 | 0.99999 | 0 | 7.48 | 0.10336 | 0 | 46.8157
69.038 | 0 | 0 | 69.038 | 55.16 | 110.32 | 0.99999 | 0 | 7.48 | 0.10336 | 0 | 41.282
65.1547 | 0 | 0 | 65.1547 | 65.24 | 130.48 | 0.99999 | 0 | 7.48 | 0.10336 | 0 | 65.3253
57.4273 | 0 | 0 | 57.4273 | 68.64 | 137.28 | 0.99999 | 0 | 7.48 | 0.10336 | 0 | 79.8527
45.1613 | 0 | 0 | 45.1613 | 67.28 | 134.56 | 0.99999 | 0 | 7.48 | 0.10336 | 0 | 89.3987
30.4303 | 0 | 0 | 30.4303 | 63.44 | 126.88 | 0.99999 | 0 | 7.48 | 0.10336 | 0 | 96.4497
13.8702 | 0 | 0 | 13.8702 | 62.2 | 124.4 | 0.99999 | 0 | 7.48 | 0.10336 | 0 | 110.53
0.60645 | 0 | 0 | 0.60645 | 61 | 122 | 0.57875 | 1.1254 | 7.48 | 0.10336 | 0 | 120.268
0 | 0 | 0 | 0 | 60.64 | 121.28 | 0.2 | 1.0118 | 7.48 | 0.10336 | 0 | 120.268
0 | 0 | 0 | 0 | 52.56 | 105.12 | 0.95833 | 0 | 7.48 | 0.10336 | 2.2546 | 105.12
0 | 0 | 0 | 0 | 51 | 102 | 0.99999 | 0 | 7.48 | 0.10336 | 0.12386 | 102
0 | 0 | 0 | 0 | 35.88 | 71.76 | 0.99999 | 0 | 7.48 | 0.10336 | 0 | 71.76
0 | 0 | 0 | 0 | 14.36 | 28.72 | 0.99999 | 0 | 7.48 | 0.10336 | 0 | 28.72
0 | 0 | 0 | 0 | 12.88 | 25.76 | 0.99999 | 0 | 7.48 | 0.10336 | 0 | 25.76
0 | 0 | 0 | 0 | 14.96 | 29.92 | 0.99999 | 0 | 7.48 | 0.10336 | 0 | 29.92
0 | 0 | 0 | 0 | 12.8 | 25.6 | 0.99999 | 0 | 7.48 | 0.10336 | 0 | 25.6
0 | 0 | 0 | 0 | 15.24 | 30.48 | 0.99999 | 0 | 7.48 | 0.10336 | 0 | 30.48
0 | 0 | 0 | 0 | 15.92 | 31.84 | 0.99999 | 0 | 7.48 | 0.10336 | 0 | 31.84
3.7268 | 0 | 0 | 3.7268 | 17 | 34 | 0.99999 | 0 | 7.48 | 0.10336 | 0 | 30.2732
10.7695 | 0 | 0 | 10.7695 | 19.84 | 39.68 | 0.99999 | 0 | 7.48 | 0.10336 | 0 | 28.9105
26.7525 | 0 | 0 | 26.7525 | 33.88 | 67.76 | 0.99999 | 0 | 7.48 | 0.10336 | 0 | 41.0075
44.995 | 0 | 0 | 44.995 | 38.48 | 76.96 | 0.99999 | 0 | 7.48 | 0.10336 | 0 | 31.965
55.7938 | 0 | 0 | 55.7938 | 42.36 | 84.72 | 0.99999 | 0 | 7.48 | 0.10336 | 0 | 28.9262
58.425 | 0 | 0 | 58.425 | 48.16 | 96.32 | 0.99999 | 0 | 7.48 | 0.10336 | 0 | 37.895
62.5919 | 0 | 0 | 62.5919 | 50.52 | 101.04 | 0.99999 | 0 | 7.48 | 0.10336 | 0 | 38.4481
66.172 | 0 | 0 | 66.172 | 55.52 | 111.04 | 0.99999 | 0 | 7.48 | 0.10336 | 0 | 44.868
58.2685 | 0 | 0 | 58.2685 | 53.84 | 107.68 | 0.99999 | 0 | 7.48 | 0.10336 | 0 | 49.4115
50.9128 | 0 | 0 | 50.9128 | 55.8 | 111.6 | 0.99999 | 0 | 7.48 | 0.10336 | 0 | 60.6872
28.2392 | 0 | 0 | 28.2392 | 57.88 | 115.76 | 0.99999 | 0 | 7.48 | 0.10336 | 0 | 87.5208
22.9866 | 0 | 0 | 22.9866 | 58.6 | 117.2 | 0.99999 | 0 | 7.48 | 0.10336 | 0 | 94.2134
13.8604 | 0 | 0 | 13.8604 | 54.76 | 109.52 | 0.99999 | 0 | 7.48 | 0.10336 | 0 | 95.6596
2.6214 | 0 | 0 | 2.6214 | 48.68 | 97.36 | 0.99999 | 0 | 7.48 | 0.10336 | 0 | 94.7386
0 | 0 | 0 | 0 | 45.56 | 91.12 | 0.99999 | 0 | 7.48 | 0.10336 | 0 | 91.12
0 | 0 | 0 | 0 | 46.96 | 93.92 | 0.99999 | 0 | 7.48 | 0.10336 | 0 | 93.92
0 | 0 | 0 | 0 | 44.68 | 89.36 | 0.99999 | 0 | 7.48 | 0.10336 | 0 | 89.36
0 | 0 | 0 | 0 | 38.36 | 76.72 | 0.99999 | 0 | 7.48 | 0.10336 | 0 | 76.72
0 | 0 | 0 | 0 | 14.84 | 29.68 | 0.99999 | 0 | 7.48 | 0.10336 | 0 | 29.68
0 | 0 | 0 | 0 | 10.96 | 21.92 | 0.99999 | 0 | 7.48 | 0.10336 | 0 | 21.92
0 | 0 | 0 | 0 | 21.56 | 43.12 | 0.99999 | 0 | 7.48 | 0.10336 | 0 | 43.12
0 | 0 | 0 | 0 | 28.12 | 56.24 | 0.99999 | 0 | 7.48 | 0.10336 | 0 | 56.24
0 | 0 | 0 | 0 | 30.12 | 60.24 | 0.99999 | 0 | 7.48 | 0.10336 | 0 | 60.24
0 | 0 | 0 | 0 | 29.8 | 59.6 | 0.99999 | 0 | 7.48 | 0.10336 | 0 | 59.6
3.3551 | 0 | 0 | 3.3551 | 27.2 | 54.4 | 0.99999 | 0 | 7.48 | 0.10336 | 0 | 51.0449
13.4985 | 0 | 0 | 13.4985 | 26.32 | 52.64 | 0.99999 | 0 | 7.48 | 0.10336 | 0 | 39.1415
20.6879 | 0 | 0 | 20.6879 | 35.04 | 70.08 | 0.99999 | 0 | 7.48 | 0.10336 | 0 | 49.3921
24.7668 | 0 | 0 | 24.7668 | 38.88 | 77.76 | 0.99999 | 0 | 7.48 | 0.10336 | 0 | 52.9932
42.442 | 0 | 0 | 42.442 | 40.36 | 80.72 | 0.99999 | 0 | 7.48 | 0.10336 | 0 | 38.278
47.4795 | 0 | 0 | 47.4795 | 42.44 | 84.88 | 0.99999 | 0 | 11.23 | 0.12409 | 0 | 37.4005
56.1166 | 0 | 0 | 56.1166 | 47.08 | 94.16 | 0.99999 | 0 | 11.23 | 0.12409 | 0 | 38.0434
41.6595 | 0 | 0 | 41.6595 | 53.2 | 106.4 | 0.99999 | 0 | 11.23 | 0.12409 | 0 | 64.7405
56.7915 | 0 | 0 | 56.7915 | 50.44 | 100.88 | 0.99999 | 0 | 17.48 | 0.13136 | 0 | 44.0885
35.8982 | 0 | 0 | 35.8982 | 49.64 | 99.28 | 0.99999 | 0 | 17.48 | 0.13136 | 0 | 63.3818
31.2324 | 0 | 0 | 31.2324 | 51.4 | 102.8 | 0.99999 | 0 | 17.48 | 0.13136 | 0 | 71.5676
26.5373 | 0 | 0 | 26.5373 | 52.24 | 104.48 | 0.2 | 2.1372 | 17.48 | 0.13136 | 0 | 75.8055
13.43 | 0 | 0 | 13.43 | 50.4 | 100.8 | 0.2 | 0 | 11.23 | 0.12409 | 0 | 87.37
2.4258 | 0 | 0 | 2.4258 | 41.92 | 83.84 | 0.2 | 0 | 11.23 | 0.12409 | 0 | 81.4142
0 | 0 | 0 | 0 | 35.08 | 70.16 | 0.2 | 0 | 11.23 | 0.12409 | 0 | 70.16
0 | 0 | 0 | 0 | 32.68 | 65.36 | 0.95833 | 0 | 7.48 | 0.10336 | 2.2546 | 65.36
0 | 0 | 0 | 0 | 32.2 | 64.4 | 0.99999 | 0 | 7.48 | 0.10336 | 0.12386 | 64.4
0 | 0 | 0 | 0 | 28.96 | 57.92 | 0.99999 | 0 | 7.48 | 0.10336 | 0 | 57.92
0 | 0 | 0 | 0 | 13.08 | 26.16 | 0.99999 | 0 | 7.48 | 0.10336 | 0 | 26.16
0 | 0 | 0 | 0 | 9.28 | 18.56 | 0.99999 | 0 | 7.48 | 0.10336 | 0 | 18.56
0 | 0 | 0 | 0 | 15.44 | 30.88 | 0.99999 | 0 | 7.48 | 0.10336 | 0 | 30.88
0 | 0 | 0 | 0 | 18.68 | 37.36 | 0.99999 | 0 | 7.48 | 0.10336 | 0 | 37.36
0 | 0 | 0 | 0 | 18.8 | 37.6 | 0.99999 | 0 | 7.48 | 0.10336 | 0 | 37.6
0 | 0 | 0 | 0 | 19.6 | 39.2 | 0.99999 | 0 | 7.48 | 0.10336 | 0 | 39.2
1.5064 | 0 | 0 | 1.5064 | 17.28 | 34.56 | 0.99999 | 0 | 7.48 | 0.10336 | 0 | 33.0536
7.0329 | 0 | 0 | 7.0329 | 23.24 | 46.48 | 0.99999 | 0 | 7.48 | 0.10336 | 0 | 39.4471
30.4205 | 0 | 0 | 30.4205 | 30.28 | 60.56 | 0.99999 | 0 | 7.48 | 0.10336 | 0 | 30.1395
41.728 | 0 | 0 | 41.728 | 35.44 | 70.88 | 0.99999 | 0 | 7.48 | 0.10336 | 0 | 29.152
40.9063 | 0 | 0 | 40.9063 | 40.12 | 80.24 | 0.99999 | 0 | 7.48 | 0.10336 | 0 | 39.3337
46.56 | 0 | 0 | 46.56 | 40 | 80 | 0.99999 | 0 | 11.23 | 0.12409 | 0 | 33.44
45.1808 | 0 | 0 | 45.1808 | 44.24 | 88.48 | 0.99999 | 0 | 11.23 | 0.12409 | 0 | 43.2992
48.4185 | 0 | 0 | 48.4185 | 40.56 | 81.12 | 0.99999 | 0 | 11.23 | 0.12409 | 0 | 32.7015
49.8662 | 0 | 0 | 49.8662 | 40.28 | 80.56 | 0.99999 | 0 | 17.48 | 0.13136 | 0 | 30.6938
46.9806 | 0 | 0 | 46.9806 | 43.52 | 87.04 | 0.99999 | 0 | 17.48 | 0.13136 | 0 | 40.0594
41.3856 | 0 | 0 | 41.3856 | 41.44 | 82.88 | 0.99999 | 0 | 17.48 | 0.13136 | 0 | 41.4944
27.9947 | 0 | 0 | 27.9947 | 41.52 | 83.04 | 0.2 | 2.1372 | 17.48 | 0.13136 | 0 | 52.9081
13.4398 | 0 | 0 | 13.4398 | 41.84 | 83.68 | 0.2 | 0 | 11.23 | 0.12409 | 0 | 70.2402
2.5139 | 0 | 0 | 2.5139 | 38.08 | 76.16 | 0.2 | 0 | 11.23 | 0.12409 | 0 | 73.6461
0 | 0 | 0 | 0 | 42.52 | 85.04 | 0.2 | 0 | 11.23 | 0.12409 | 0 | 85.04
0 | 0 | 0 | 0 | 40.92 | 81.84 | 0.95833 | 0 | 7.48 | 0.10336 | 2.2546 | 81.84
0 | 0 | 0 | 0 | 36.08 | 72.16 | 0.99999 | 0 | 7.48 | 0.10336 | 0.12386 | 72.16
0 | 0 | 0 | 0 | 26.36 | 52.72 | 0.99999 | 0 | 7.48 | 0.10336 | 0 | 52.72
0 | 0 | 0 | 0 | 11.76 | 23.52 | 0.99999 | 0 | 7.48 | 0.10336 | 0 | 23.52
0 | 0 | 0 | 0 | 9.28 | 18.56 | 0.99999 | 0 | 7.48 | 0.10336 | 0 | 18.56
0 | 0 | 0 | 0 | 9.76 | 19.52 | 0.99999 | 0 | 7.48 | 0.10336 | 0 | 19.52
0 | 0 | 0 | 0 | 10.28 | 20.56 | 0.99999 | 0 | 7.48 | 0.10336 | 0 | 20.56
0 | 0 | 0 | 0 | 11.92 | 23.84 | 0.99999 | 0 | 7.48 | 0.10336 | 0 | 23.84
0 | 0 | 0 | 0 | 14.48 | 28.96 | 0.99999 | 0 | 7.48 | 0.10336 | 0 | 28.96
3.0323 | 0 | 0 | 3.0323 | 17.88 | 35.76 | 0.99999 | 0 | 7.48 | 0.10336 | 0 | 32.7277
11.7867 | 0 | 0 | 11.7867 | 22.44 | 44.88 | 0.99999 | 0 | 7.48 | 0.10336 | 0 | 33.0933
13.1366 | 0 | 0 | 13.1366 | 23.84 | 47.68 | 0.99999 | 0 | 7.48 | 0.10336 | 0 | 34.5434
32.6507 | 0 | 0 | 32.6507 | 32 | 64 | 0.99999 | 0 | 7.48 | 0.10336 | 0 | 31.3493
27.0263 | 0 | 0 | 27.0263 | 34.44 | 68.88 | 0.99999 | 0 | 7.48 | 0.10336 | 0 | 41.8537
39.1652 | 0 | 0 | 39.1652 | 34.68 | 69.36 | 0.99999 | 0 | 11.23 | 0.12409 | 0 | 30.1948
60.8117 | 0 | 0 | 60.8117 | 39.24 | 78.48 | 0.99999 | 0 | 11.23 | 0.12409 | 0 | 17.6683
20.8346 | 0 | 0 | 20.8346 | 36.52 | 73.04 | 0.99999 | 0 | 11.23 | 0.12409 | 0 | 52.2054
24.3853 | 0 | 0 | 24.3853 | 37.68 | 75.36 | 0.99999 | 0 | 17.48 | 0.13136 | 0 | 50.9747
15.6602 | 0 | 0 | 15.6602 | 42.16 | 84.32 | 0.99999 | 0 | 17.48 | 0.13136 | 0 | 68.6598
26.4003 | 0 | 0 | 26.4003 | 49.44 | 98.88 | 0.99999 | 0 | 17.48 | 0.13136 | 0 | 72.4797
29.1294 | 0 | 0 | 29.1294 | 49.12 | 98.24 | 0.2 | 2.1372 | 17.48 | 0.13136 | 0 | 66.9734
13.567 | 0 | 0 | 13.567 | 51.04 | 102.08 | 0.2 | 0 | 11.23 | 0.12409 | 0 | 88.513
2.2693 | 0 | 0 | 2.2693 | 50.92 | 101.84 | 0.2 | 0 | 11.23 | 0.12409 | 0 | 99.5707
0 | 0 | 0 | 0 | 48.88 | 97.76 | 0.2 | 0 | 11.23 | 0.12409 | 0 | 97.76
0 | 0 | 0 | 0 | 46.48 | 92.96 | 0.95833 | 0 | 7.48 | 0.10336 | 2.2546 | 92.96
0 | 0 | 0 | 0 | 34.44 | 68.88 | 0.99999 | 0 | 7.48 | 0.10336 | 0.12386 | 68.88
0 | 0 | 0 | 0 | 28.88 | 57.76 | 0.99999 | 0 | 7.48 | 0.10336 | 0 | 57.76
0 | 0 | 0 | 0 | 11.92 | 23.84 | 0.99999 | 0 | 7.48 | 0.10336 | 0 | 23.84
0 | 0 | 0 | 0 | 8.96 | 17.92 | 0.99999 | 0 | 7.48 | 0.10336 | 0 | 17.92
0 | 0 | 0 | 0 | 9.36 | 18.72 | 0.99999 | 0 | 7.48 | 0.10336 | 0 | 18.72
0 | 0 | 0 | 0 | 9.6 | 19.2 | 0.99999 | 0 | 7.48 | 0.10336 | 0 | 19.2
0 | 0 | 0 | 0 | 11.72 | 23.44 | 0.99999 | 0 | 7.48 | 0.10336 | 0 | 23.44
0 | 0 | 0 | 0 | 14.2 | 28.4 | 0.99999 | 0 | 7.48 | 0.10336 | 0 | 28.4
3.1594 | 0 | 0 | 3.1594 | 16 | 32 | 0.99999 | 0 | 7.48 | 0.10336 | 0 | 28.8406
15.9928 | 0 | 0 | 15.9928 | 22.52 | 45.04 | 0.99999 | 0 | 7.48 | 0.10336 | 0 | 29.0472
31.8095 | 0 | 0 | 31.8095 | 24.08 | 48.16 | 0.99999 | 0 | 7.48 | 0.10336 | 0 | 16.3505
46.3057 | 0 | 0 | 46.3057 | 26.32 | 52.64 | 0.99999 | 0 | 7.48 | 0.10336 | 0 | 6.3343
56.4198 | 0 | 0 | 56.4198 | 33.72 | 67.44 | 0.99999 | 0 | 7.48 | 0.10336 | 0 | 11.0202
64.4504 | 0 | 0 | 64.4504 | 35.08 | 70.16 | 0.99999 | 0 | 11.23 | 0.12409 | 0 | 5.7096
67.7859 | 0 | 0 | 67.7859 | 43.2 | 86.4 | 0.99999 | 0 | 11.23 | 0.12409 | 0 | 18.6141
68.7445 | 0 | 0 | 68.7445 | 43.24 | 86.48 | 0.99999 | 0 | 11.23 | 0.12409 | 0 | 17.7355
64.7732 | 0 | 0 | 64.7732 | 46.44 | 92.88 | 0.99999 | 0 | 17.48 | 0.13136 | 0 | 28.1068
57.2317 | 0 | 0 | 57.2317 | 44.04 | 88.08 | 0.99999 | 0 | 17.48 | 0.13136 | 0 | 30.8483
45.9242 | 0 | 0 | 45.9242 | 42.36 | 84.72 | 0.99999 | 0 | 17.48 | 0.13136 | 0 | 38.7958
30.8118 | 0 | 0 | 30.8118 | 46.6 | 93.2 | 0.2 | 2.1372 | 17.48 | 0.13136 | 0 | 60.251
14.0365 | 0 | 0 | 14.0365 | 47.8 | 95.6 | 0.2 | 0 | 11.23 | 0.12409 | 0 | 81.5635
1.9074 | 0 | 0 | 1.9074 | 46.52 | 93.04 | 0.2 | 0 | 11.23 | 0.12409 | 0 | 91.1326
0 | 0 | 0 | 0 | 41.76 | 83.52 | 0.2 | 0 | 11.23 | 0.12409 | 0 | 83.52
0 | 0 | 0 | 0 | 39.28 | 78.56 | 0.95833 | 0 | 7.48 | 0.10336 | 2.2546 | 78.56
0 | 0 | 0 | 0 | 34.88 | 69.76 | 0.99999 | 0 | 7.48 | 0.10336 | 0.12386 | 69.76
0 | 0 | 0 | 0 | 18.92 | 37.84 | 0.99999 | 0 | 7.48 | 0.10336 | 0 | 37.84
0 | 0 | 0 | 0 | 10.88 | 21.76 | 0.99999 | 0 | 7.48 | 0.10336 | 0 | 21.76
0 | 0 | 0 | 0 | 12 | 24 | 0.99999 | 0 | 7.48 | 0.10336 | 0 | 24
0 | 0 | 0 | 0 | 13.88 | 27.76 | 0.99999 | 0 | 7.48 | 0.10336 | 0 | 27.76
0 | 0 | 0 | 0 | 14.4 | 28.8 | 0.99999 | 0 | 7.48 | 0.10336 | 0 | 28.8
0 | 0 | 0 | 0 | 16.04 | 32.08 | 0.99999 | 0 | 7.48 | 0.10336 | 0 | 32.08
0 | 0 | 0 | 0 | 14.36 | 28.72 | 0.99999 | 0 | 7.48 | 0.10336 | 0 | 28.72
2.954 | 0 | 0 | 2.954 | 16.12 | 32.24 | 0.99999 | 0 | 7.48 | 0.10336 | 0 | 29.286
14.7407 | 0 | 0 | 14.7407 | 22.48 | 44.96 | 0.99999 | 0 | 7.48 | 0.10336 | 0 | 30.2193
28.4055 | 0 | 0 | 28.4055 | 24 | 48 | 0.99999 | 0 | 7.48 | 0.10336 | 0 | 19.5945
41.6399 | 0 | 0 | 41.6399 | 33.08 | 66.16 | 0.99999 | 0 | 7.48 | 0.10336 | 0 | 24.5201
56.234 | 0 | 0 | 56.234 | 38.68 | 77.36 | 0.99999 | 0 | 7.48 | 0.10336 | 0 | 21.126
64.3526 | 0 | 0 | 64.3526 | 42.68 | 85.36 | 0.99999 | 0 | 11.23 | 0.12409 | 0 | 21.0074
67.2969 | 0 | 0 | 67.2969 | 49.16 | 98.32 | 0.99999 | 0 | 11.23 | 0.12409 | 0 | 31.0231
66.9447 | 0 | 0 | 66.9447 | 50.44 | 100.88 | 0.99999 | 0 | 11.23 | 0.12409 | 0 | 33.9353
64.7928 | 0 | 0 | 64.7928 | 51.72 | 103.44 | 0.99999 | 0 | 17.48 | 0.13136 | 0 | 38.6472
56.9187 | 0 | 0 | 56.9187 | 46.56 | 93.12 | 0.99999 | 0 | 17.48 | 0.13136 | 0 | 36.2013
45.5428 | 0 | 0 | 45.5428 | 48.36 | 96.72 | 0.99999 | 0 | 17.48 | 0.13136 | 0 | 51.1772
30.4303 | 0 | 0 | 30.4303 | 50.92 | 101.84 | 0.2 | 2.1372 | 17.48 | 0.13136 | 0 | 69.2725
13.8702 | 0 | 0 | 13.8702 | 52.16 | 104.32 | 0.2 | 0 | 11.23 | 0.12409 | 0 | 90.4498
1.9759 | 0 | 0 | 1.9759 | 52.04 | 104.08 | 0.2 | 0 | 11.23 | 0.12409 | 0 | 102.104
0 | 0 | 0 | 0 | 49.08 | 98.16 | 0.2 | 0 | 11.23 | 0.12409 | 0 | 98.16
0 | 0 | 0 | 0 | 47.52 | 95.04 | 0.2 | 0 | 7.48 | 0.10336 | 0 | 95.04
0 | 0 | 0 | 0 | 45.76 | 91.52 | 0.2 | 0 | 7.48 | 0.10336 | 0 | 91.52
0 | 0 | 0 | 0 | 36.12 | 72.24 | 0.2 | 0 | 7.48 | 0.10336 | 0 | 72.24
0 | 0 | 0 | 0 | 15.56 | 31.12 | 0.2 | 0 | 7.48 | 0.10336 | 0 | 31.12
0 | 0 | 0 | 0 | 9.48 | 18.96 | 0.2 | 0 | 7.48 | 0.10336 | 0 | 18.96
0 | 0 | 0 | 0 | 11.28 | 22.56 | 0.2 | 0 | 7.48 | 0.10336 | 0 | 22.56
0 | 0 | 0 | 0 | 11.72 | 23.44 | 0.2 | 0 | 7.48 | 0.10336 | 0 | 23.44
0 | 0 | 0 | 0 | 14.52 | 29.04 | 0.2 | 0 | 7.48 | 0.10336 | 0 | 29.04
0 | 0 | 0 | 0 | 14.76 | 29.52 | 0.2 | 0 | 7.48 | 0.10336 | 0 | 29.52
3.0127 | 0 | 0 | 3.0127 | 17.08 | 34.16 | 0.2 | 0 | 7.48 | 0.10336 | 0 | 31.1473
15.9145 | 0 | 0 | 15.9145 | 23.4 | 46.8 | 0.2 | 0 | 7.48 | 0.10336 | 0 | 30.8855
31.3204 | 0 | 0 | 31.3204 | 31 | 62 | 0.2 | 0 | 7.48 | 0.10336 | 0 | 30.6796
44.2614 | 0 | 0 | 44.2614 | 40.08 | 80.16 | 0.2 | 0 | 7.48 | 0.10336 | 0 | 35.8986
55.5786 | 0 | 0 | 55.5786 | 49.04 | 98.08 | 0.2 | 0 | 7.48 | 0.10336 | 0 | 42.5014
63.9418 | 0 | 0 | 63.9418 | 52.76 | 105.52 | 0.2 | 0 | 7.48 | 0.10336 | 0 | 41.5782
68.4315 | 0 | 0 | 68.4315 | 61.2 | 122.4 | 0.2 | 0 | 7.48 | 0.10336 | 0 | 53.9685
68.1381 | 0 | 0 | 68.1381 | 59.32 | 118.64 | 0.2 | 0 | 7.48 | 0.10336 | 0 | 50.5019
64.2841 | 0 | 0 | 64.2841 | 62.12 | 124.24 | 0.2 | 0 | 7.48 | 0.10336 | 0 | 59.9559
56.8306 | 0 | 0 | 56.8306 | 65.88 | 131.76 | 0.2 | 0 | 7.48 | 0.10336 | 0 | 74.9294
45.6014 | 0 | 0 | 45.6014 | 64.68 | 129.36 | 0.2 | 0 | 7.48 | 0.10336 | 0 | 83.7586
32.5627 | 0 | 0 | 32.5627 | 64.76 | 129.52 | 0.2 | 0 | 7.48 | 0.10336 | 0 | 96.9573
14.8386 | 0 | 0 | 14.8386 | 61.32 | 122.64 | 0.2 | 0 | 7.48 | 0.10336 | 0 | 107.801
1.9367 | 0 | 0 | 1.9367 | 59.64 | 119.28 | 0.2 | 0 | 7.48 | 0.10336 | 0 | 117.343
0 | 0 | 0 | 0 | 57.24 | 114.48 | 0.2 | 0 | 7.48 | 0.10336 | 0 | 114.48
0 | 0 | 0 | 0 | 50.16 | 100.32 | 0.2 | 0 | 7.48 | 0.10336 | 0 | 100.32
0 | 0 | 0 | 0 | 42.76 | 85.52 | 0.2 | 0 | 7.48 | 0.10336 | 0 | 85.52
0 | 0 | 0 | 0 | 38.72 | 77.44 | 0.2 | 0 | 7.48 | 0.10336 | 0 | 77.44
0 | 0 | 0 | 0 | 18.56 | 37.12 | 0.2 | 0 | 7.48 | 0.10336 | 0 | 37.12
0 | 0 | 0 | 0 | 14.24 | 28.48 | 0.2 | 0 | 7.48 | 0.10336 | 0 | 28.48
0 | 0 | 0 | 0 | 14.76 | 29.52 | 0.2 | 0 | 7.48 | 0.10336 | 0 | 29.52
0 | 0 | 0 | 0 | 14.48 | 28.96 | 0.2 | 0 | 7.48 | 0.10336 | 0 | 28.96
0 | 0 | 0 | 0 | 16.88 | 33.76 | 0.2 | 0 | 7.48 | 0.10336 | 0 | 33.76
0 | 0 | 0 | 0 | 19.24 | 38.48 | 0.2 | 0 | 7.48 | 0.10336 | 0 | 38.48
2.8758 | 0 | 0 | 2.8758 | 16.44 | 32.88 | 0.2 | 0 | 7.48 | 0.10336 | 0 | 30.0042
12.0997 | 0 | 0 | 12.0997 | 16.76 | 33.52 | 0.2 | 0 | 7.48 | 0.10336 | 0 | 21.4203
33.8538 | 0 | 0 | 33.8538 | 21.76 | 43.52 | 0.2 | 0 | 7.48 | 0.10336 | 0 | 9.6662
48.9761 | 2.2546 | 4.3214 | 42.4 | 21.2 | 42.4 | 0.95833 | 0 | 7.48 | 0.10336 | 0 | 0
60.7139 | 0.12386 | 13.55 | 47.04 | 23.52 | 47.04 | 0.99999 | 0 | 7.48 | 0.10336 | 0 | 0
68.9988 | 2.2546 | 0 | 66.7442 | 29 | 58 | 0.99999 | 2.0259 | 7.48 | 0.10336 | 0 | 0
72.1387 | 0 | 1.1787 | 70.96 | 35.48 | 70.96 | 0.99999 | 0 | 7.48 | 0.10336 | 0 | 0
72.2561 | 0 | 4.9761 | 67.28 | 33.64 | 67.28 | 0.99999 | 0 | 7.48 | 0.10336 | 0 | 0
67.8348 | 0 | 0 | 67.8348 | 36.76 | 73.52 | 0.99999 | 0 | 7.48 | 0.10336 | 0 | 5.6852
59.7846 | 0 | 0 | 59.7846 | 43.68 | 87.36 | 0.99999 | 0 | 7.48 | 0.10336 | 0 | 27.5754
47.7436 | 0 | 0 | 47.7436 | 43.32 | 86.64 | 0.99999 | 0 | 7.48 | 0.10336 | 0 | 38.8964
32.0051 | 0 | 0 | 32.0051 | 43.88 | 87.76 | 0.99999 | 0 | 7.48 | 0.10336 | 0 | 55.7549
14.5158 | 0 | 0 | 14.5158 | 45.32 | 90.64 | 0.99999 | 0 | 7.48 | 0.10336 | 0 | 76.1242
1.9856 | 0 | 0 | 1.9856 | 37.32 | 74.64 | 0.99999 | 0 | 7.48 | 0.10336 | 0 | 72.6544
0 | 0 | 0 | 0 | 35.88 | 71.76 | 0.99999 | 0 | 7.48 | 0.10336 | 0 | 71.76
0 | 0 | 0 | 0 | 34.92 | 69.84 | 0.99999 | 0 | 7.48 | 0.10336 | 0 | 69.84
0 | 0 | 0 | 0 | 31.28 | 62.56 | 0.99999 | 0 | 7.48 | 0.10336 | 0 | 62.56
0 | 0 | 0 | 0 | 27.36 | 54.72 | 0.99999 | 0 | 7.48 | 0.10336 | 0 | 54.72
0 | 0 | 0 | 0 | 15.52 | 31.04 | 0.99999 | 0 | 7.48 | 0.10336 | 0 | 31.04
0 | 0 | 0 | 0 | 13.68 | 27.36 | 0.99999 | 0 | 7.48 | 0.10336 | 0 | 27.36
0 | 0 | 0 | 0 | 14.24 | 28.48 | 0.99999 | 0 | 7.48 | 0.10336 | 0 | 28.48
0 | 0 | 0 | 0 | 13.72 | 27.44 | 0.99999 | 0 | 7.48 | 0.10336 | 0 | 27.44
0 | 0 | 0 | 0 | 14.28 | 28.56 | 0.99999 | 0 | 7.48 | 0.10336 | 0 | 28.56
0 | 0 | 0 | 0 | 14.2 | 28.4 | 0.99999 | 0 | 7.48 | 0.10336 | 0 | 28.4
2.8171 | 0 | 0 | 2.8171 | 15.96 | 31.92 | 0.99999 | 0 | 7.48 | 0.10336 | 0 | 29.1029
10.7401 | 0 | 0 | 10.7401 | 16.24 | 32.48 | 0.99999 | 0 | 7.48 | 0.10336 | 0 | 21.7399
29.6576 | 0 | 0 | 29.6576 | 16.92 | 33.84 | 0.2 | 2.1372 | 7.48 | 0.10336 | 0 | 2.0452
48.3598 | 2.2546 | 3.4652 | 42.64 | 21.32 | 42.64 | 0.95833 | 0 | 7.48 | 0.10336 | 0 | 0
60.3031 | 0.12386 | 0.8192 | 59.36 | 29.68 | 59.36 | 0.99999 | 0 | 7.48 | 0.10336 | 0 | 0
67.7566 | 2.2546 | 0.16787 | 65.3341 | 33.68 | 67.36 | 0.99999 | 2.0259 | 11.23 | 0.12409 | 0 | 0
72.1974 | 0 | 0.59739 | 71.6 | 35.8 | 71.6 | 0.99999 | 0 | 11.23 | 0.12409 | 0 | 0
71.9137 | 0 | 0 | 71.9137 | 45.4 | 90.8 | 0.99999 | 0 | 11.23 | 0.12409 | 0 | 18.8863
67.9131 | 0 | 0 | 67.9131 | 45.12 | 90.24 | 0.99999 | 0 | 17.48 | 0.13136 | 0 | 22.3269
60.0683 | 0 | 0 | 60.0683 | 46.76 | 93.52 | 0.99999 | 0 | 17.48 | 0.13136 | 0 | 33.4517
48.1935 | 0 | 0 | 48.1935 | 46.28 | 92.56 | 0.99999 | 0 | 17.48 | 0.13136 | 0 | 44.3665
32.2105 | 0 | 0 | 32.2105 | 46.8 | 93.6 | 0.2 | 2.1372 | 17.48 | 0.13136 | 0 | 59.2522
14.8483 | 0 | 0 | 14.8483 | 47.64 | 95.28 | 0.2 | 0 | 11.23 | 0.12409 | 0 | 80.4317
2.103 | 0 | 0 | 2.103 | 46.84 | 93.68 | 0.2 | 0 | 11.23 | 0.12409 | 0 | 91.577
0 | 0 | 0 | 0 | 39.6 | 79.2 | 0.2 | 0 | 11.23 | 0.12409 | 0 | 79.2
0 | 0 | 0 | 0 | 35.96 | 71.92 | 0.95833 | 0 | 7.48 | 0.10336 | 2.2546 | 71.92
0 | 0 | 0 | 0 | 33.48 | 66.96 | 0.99999 | 0 | 7.48 | 0.10336 | 0.12386 | 66.96
0 | 0 | 0 | 0 | 31.44 | 62.88 | 0.99999 | 0 | 7.48 | 0.10336 | 0 | 62.88
0 | 0 | 0 | 0 | 11.92 | 23.84 | 0.99999 | 0 | 7.48 | 0.10336 | 0 | 23.84
0 | 0 | 0 | 0 | 9.44 | 18.88 | 0.99999 | 0 | 7.48 | 0.10336 | 0 | 18.88
0 | 0 | 0 | 0 | 9.56 | 19.12 | 0.99999 | 0 | 7.48 | 0.10336 | 0 | 19.12
0 | 0 | 0 | 0 | 10.72 | 21.44 | 0.99999 | 0 | 7.48 | 0.10336 | 0 | 21.44
0 | 0 | 0 | 0 | 11.72 | 23.44 | 0.99999 | 0 | 7.48 | 0.10336 | 0 | 23.44
0 | 0 | 0 | 0 | 14.88 | 29.76 | 0.99999 | 0 | 7.48 | 0.10336 | 0 | 29.76
2.9247 | 0 | 0 | 2.9247 | 16.68 | 33.36 | 0.99999 | 0 | 7.48 | 0.10336 | 0 | 30.4353
16.609 | 0 | 0 | 16.609 | 22.56 | 45.12 | 0.99999 | 0 | 7.48 | 0.10336 | 0 | 28.511
13.7235 | 0 | 0 | 13.7235 | 24.36 | 48.72 | 0.99999 | 0 | 7.48 | 0.10336 | 0 | 34.9965
31.9953 | 0 | 0 | 31.9953 | 27.24 | 54.48 | 0.99999 | 0 | 7.48 | 0.10336 | 0 | 22.4847
61.0954 | 0 | 0 | 61.0954 | 32.36 | 64.72 | 0.99999 | 0 | 7.48 | 0.10336 | 0 | 3.6246
69.3216 | 0 | 0 | 69.3216 | 35.16 | 70.32 | 0.99999 | 0 | 11.23 | 0.12409 | 0 | 0.99837
72.6376 | 0 | 0 | 72.6376 | 36.56 | 73.12 | 0.99999 | 0 | 11.23 | 0.12409 | 0 | 0.48244
72.3539 | 0 | 0 | 72.3539 | 42 | 84 | 0.99999 | 0 | 11.23 | 0.12409 | 0 | 11.6461
68.1674 | 0 | 0 | 68.1674 | 47.84 | 95.68 | 0.99999 | 0 | 17.48 | 0.13136 | 0 | 27.5126
60.3422 | 0 | 0 | 60.3422 | 49.32 | 98.64 | 0.99999 | 0 | 17.48 | 0.13136 | 0 | 38.2978
47.8023 | 0 | 0 | 47.8023 | 51.44 | 102.88 | 0.99999 | 0 | 17.48 | 0.13136 | 0 | 55.0777
32.191 | 0 | 0 | 32.191 | 50.52 | 101.04 | 0.2 | 2.1372 | 17.48 | 0.13136 | 0 | 66.7118
14.9462 | 0 | 0 | 14.9462 | 50.24 | 100.48 | 0.2 | 0 | 11.23 | 0.12409 | 0 | 85.5338
2.328 | 0 | 0 | 2.328 | 50.72 | 101.44 | 0.2 | 0 | 11.23 | 0.12409 | 0 | 99.112
0 | 0 | 0 | 0 | 47.12 | 94.24 | 0.2 | 0 | 11.23 | 0.12409 | 0 | 94.24
0 | 0 | 0 | 0 | 45.28 | 90.56 | 0.95833 | 0 | 7.48 | 0.10336 | 2.2546 | 90.56
0 | 0 | 0 | 0 | 39.76 | 79.52 | 0.99999 | 0 | 7.48 | 0.10336 | 0.12386 | 79.52
0 | 0 | 0 | 0 | 28.48 | 56.96 | 0.99999 | 0 | 7.48 | 0.10336 | 0 | 56.96
0 | 0 | 0 | 0 | 10.96 | 21.92 | 0.99999 | 0 | 7.48 | 0.10336 | 0 | 21.92
0 | 0 | 0 | 0 | 9.2 | 18.4 | 0.99999 | 0 | 7.48 | 0.10336 | 0 | 18.4
0 | 0 | 0 | 0 | 9.68 | 19.36 | 0.99999 | 0 | 7.48 | 0.10336 | 0 | 19.36
0 | 0 | 0 | 0 | 9.28 | 18.56 | 0.99999 | 0 | 7.48 | 0.10336 | 0 | 18.56
0 | 0 | 0 | 0 | 11.8 | 23.6 | 0.99999 | 0 | 7.48 | 0.10336 | 0 | 23.6
0 | 0 | 0 | 0 | 14.16 | 28.32 | 0.99999 | 0 | 7.48 | 0.10336 | 0 | 28.32
3.0225 | 0 | 0 | 3.0225 | 16.04 | 32.08 | 0.99999 | 0 | 7.48 | 0.10336 | 0 | 29.0575
16.3547 | 0 | 0 | 16.3547 | 17 | 34 | 0.99999 | 0 | 7.48 | 0.10336 | 0 | 17.6453
9.5957 | 0 | 0 | 9.5957 | 22.24 | 44.48 | 0.99999 | 0 | 7.48 | 0.10336 | 0 | 34.8843
16.9807 | 0 | 0 | 16.9807 | 29.32 | 58.64 | 0.99999 | 0 | 7.48 | 0.10336 | 0 | 41.6593
40.6813 | 0 | 0 | 40.6813 | 34.64 | 69.28 | 0.99999 | 0 | 7.48 | 0.10336 | 0 | 28.5987
58.425 | 0 | 0 | 58.425 | 37.96 | 75.92 | 0.99999 | 0 | 11.23 | 0.12409 | 0 | 17.495
71.855 | 0 | 0 | 71.855 | 41.68 | 83.36 | 0.99999 | 0 | 11.23 | 0.12409 | 0 | 11.505
71.1703 | 0 | 0 | 71.1703 | 43.88 | 87.76 | 0.99999 | 0 | 11.23 | 0.12409 | 0 | 16.5897
67.4827 | 0 | 0 | 67.4827 | 43.84 | 87.68 | 0.99999 | 0 | 17.48 | 0.13136 | 0 | 20.1973
59.7553 | 0 | 0 | 59.7553 | 43.64 | 87.28 | 0.99999 | 0 | 17.48 | 0.13136 | 0 | 27.5247
47.4012 | 0 | 0 | 47.4012 | 45.76 | 91.52 | 0.99999 | 0 | 17.48 | 0.13136 | 0 | 44.1188
32.1616 | 0 | 0 | 32.1616 | 44.2 | 88.4 | 0.2 | 2.1372 | 17.48 | 0.13136 | 0 | 54.1012
14.8483 | 0 | 0 | 14.8483 | 43.8 | 87.6 | 0.2 | 0 | 11.23 | 0.12409 | 0 | 72.7517
2.1715 | 0 | 0 | 2.1715 | 43.12 | 86.24 | 0.2 | 0 | 11.23 | 0.12409 | 0 | 84.0685
0 | 0 | 0 | 0 | 41.04 | 82.08 | 0.2 | 0 | 11.23 | 0.12409 | 0 | 82.08
0 | 0 | 0 | 0 | 40.32 | 80.64 | 0.95833 | 0 | 7.48 | 0.10336 | 2.2546 | 80.64
0 | 0 | 0 | 0 | 35.96 | 71.92 | 0.99999 | 0 | 7.48 | 0.10336 | 0.12386 | 71.92
0 | 0 | 0 | 0 | 30 | 60 | 0.99999 | 0 | 7.48 | 0.10336 | 0 | 60
0 | 0 | 0 | 0 | 12.96 | 25.92 | 0.99999 | 0 | 7.48 | 0.10336 | 0 | 25.92
0 | 0 | 0 | 0 | 8.56 | 17.12 | 0.99999 | 0 | 7.48 | 0.10336 | 0 | 17.12
0 | 0 | 0 | 0 | 9.48 | 18.96 | 0.99999 | 0 | 7.48 | 0.10336 | 0 | 18.96
0 | 0 | 0 | 0 | 10.28 | 20.56 | 0.99999 | 0 | 7.48 | 0.10336 | 0 | 20.56
0 | 0 | 0 | 0 | 11.28 | 22.56 | 0.99999 | 0 | 7.48 | 0.10336 | 0 | 22.56
0 | 0 | 0 | 0 | 13.28 | 26.56 | 0.99999 | 0 | 7.48 | 0.10336 | 0 | 26.56
2.9638 | 0 | 0 | 2.9638 | 17.04 | 34.08 | 0.99999 | 0 | 7.48 | 0.10336 | 0 | 31.1162
16.384 | 0 | 0 | 16.384 | 22.56 | 45.12 | 0.99999 | 0 | 7.48 | 0.10336 | 0 | 28.736
9.6739 | 0 | 0 | 9.6739 | 32.64 | 65.28 | 0.99999 | 0 | 7.48 | 0.10336 | 0 | 55.6061
15.9439 | 0 | 0 | 15.9439 | 39.72 | 79.44 | 0.99999 | 0 | 7.48 | 0.10336 | 0 | 63.4961
33.9125 | 0 | 0 | 33.9125 | 46.76 | 93.52 | 0.99999 | 0 | 7.48 | 0.10336 | 0 | 59.6075
68.4804 | 0 | 0 | 68.4804 | 53.16 | 106.32 | 0.99999 | 0 | 11.23 | 0.12409 | 0 | 37.8396
72.4224 | 0 | 0 | 72.4224 | 57.6 | 115.2 | 0.99999 | 0 | 11.23 | 0.12409 | 0 | 42.7776
72.217 | 0 | 0 | 72.217 | 55.88 | 111.76 | 0.99999 | 0 | 11.23 | 0.12409 | 0 | 39.543
68.0305 | 0 | 0 | 68.0305 | 64.48 | 128.96 | 0.99999 | 0 | 17.48 | 0.13136 | 0 | 60.9295
60.1857 | 0 | 0 | 60.1857 | 60.48 | 120.96 | 0.99999 | 0 | 17.48 | 0.13136 | 0 | 60.7743
48.3403 | 0 | 0 | 48.3403 | 57 | 114 | 0.99999 | 0 | 17.48 | 0.13136 | 0 | 65.6597
32.3084 | 0 | 0 | 32.3084 | 58.08 | 116.16 | 0.99999 | 0 | 17.48 | 0.13136 | 0 | 83.8516
14.8092 | 0 | 0 | 14.8092 | 61 | 122 | 0.99999 | 0 | 11.23 | 0.12409 | 0 | 107.191
2.1813 | 0 | 0 | 2.1813 | 62.08 | 124.16 | 0.2 | 2.1372 | 11.23 | 0.12409 | 0 | 119.842
0 | 0 | 0 | 0 | 59.56 | 119.12 | 0.2 | 0 | 11.23 | 0.12409 | 0 | 119.12
0 | 0 | 0 | 0 | 54.2 | 108.4 | 0.95833 | 0 | 7.48 | 0.10336 | 2.2546 | 108.4
0 | 0 | 0 | 0 | 46.2 | 92.4 | 0.99999 | 0 | 7.48 | 0.10336 | 0.12386 | 92.4
0 | 0 | 0 | 0 | 38.64 | 77.28 | 0.99999 | 0 | 7.48 | 0.10336 | 0 | 77.28
0 | 0 | 0 | 0 | 15.28 | 30.56 | 0.99999 | 0 | 7.48 | 0.10336 | 0 | 30.56
0 | 0 | 0 | 0 | 9.36 | 18.72 | 0.99999 | 0 | 7.48 | 0.10336 | 0 | 18.72
0 | 0 | 0 | 0 | 10.92 | 21.84 | 0.99999 | 0 | 7.48 | 0.10336 | 0 | 21.84
0 | 0 | 0 | 0 | 11.12 | 22.24 | 0.99999 | 0 | 7.48 | 0.10336 | 0 | 22.24
0 | 0 | 0 | 0 | 11.88 | 23.76 | 0.99999 | 0 | 7.48 | 0.10336 | 0 | 23.76
0 | 0 | 0 | 0 | 14.12 | 28.24 | 0.99999 | 0 | 7.48 | 0.10336 | 0 | 28.24
2.866 | 0 | 0 | 2.866 | 16.52 | 33.04 | 0.99999 | 0 | 7.48 | 0.10336 | 0 | 30.174
16.5112 | 0 | 0 | 16.5112 | 22.88 | 45.76 | 0.99999 | 0 | 7.48 | 0.10336 | 0 | 29.2488
13.3126 | 0 | 0 | 13.3126 | 31.4 | 62.8 | 0.99999 | 0 | 7.48 | 0.10336 | 0 | 49.4874
40.877 | 0 | 0 | 40.877 | 38.52 | 77.04 | 0.99999 | 0 | 7.48 | 0.10336 | 0 | 36.163
60.9389 | 0 | 0 | 60.9389 | 43.04 | 86.08 | 0.99999 | 0 | 7.48 | 0.10336 | 0 | 25.1411
68.2848 | 0 | 0 | 68.2848 | 49.16 | 98.32 | 0.99999 | 0 | 11.23 | 0.12409 | 0 | 30.0352
71.5518 | 0 | 0 | 71.5518 | 54.28 | 108.56 | 0.99999 | 0 | 11.23 | 0.12409 | 0 | 37.0082
72.3343 | 0 | 0 | 72.3343 | 54.4 | 108.8 | 0.99999 | 0 | 11.23 | 0.12409 | 0 | 36.4657
68.4511 | 0 | 0 | 68.4511 | 57.6 | 115.2 | 0.99999 | 0 | 17.48 | 0.13136 | 0 | 46.7489
60.7335 | 0 | 0 | 60.7335 | 59.44 | 118.88 | 0.99999 | 0 | 17.48 | 0.13136 | 0 | 58.1465
48.9272 | 0 | 0 | 48.9272 | 60.28 | 120.56 | 0.99999 | 0 | 17.48 | 0.13136 | 0 | 71.6328
32.817 | 0 | 0 | 32.817 | 60.96 | 121.92 | 0.54584 | 1.2133 | 17.48 | 0.13136 | 0 | 87.8897
15.1124 | 0 | 0 | 15.1124 | 57.04 | 114.08 | 0.54584 | 0 | 11.23 | 0.12409 | 0 | 98.9676
2.0346 | 0 | 0 | 2.0346 | 61.4 | 122.8 | 0.2 | 0.92394 | 11.23 | 0.12409 | 0 | 119.842
0 | 0 | 0 | 0 | 56.88 | 113.76 | 0.2 | 0 | 11.23 | 0.12409 | 0 | 113.76
0 | 0 | 0 | 0 | 55.64 | 111.28 | 0.95833 | 0 | 7.48 | 0.10336 | 2.2546 | 111.28
0 | 0 | 0 | 0 | 51.84 | 103.68 | 0.99999 | 0 | 7.48 | 0.10336 | 0.12386 | 103.68
0 | 0 | 0 | 0 | 39.84 | 79.68 | 0.99999 | 0 | 7.48 | 0.10336 | 0 | 79.68
0 | 0 | 0 | 0 | 15.68 | 31.36 | 0.99999 | 0 | 7.48 | 0.10336 | 0 | 31.36
0 | 0 | 0 | 0 | 9.48 | 18.96 | 0.99999 | 0 | 7.48 | 0.10336 | 0 | 18.96
0 | 0 | 0 | 0 | 11.88 | 23.76 | 0.99999 | 0 | 7.48 | 0.10336 | 0 | 23.76
0 | 0 | 0 | 0 | 11.56 | 23.12 | 0.99999 | 0 | 7.48 | 0.10336 | 0 | 23.12
0 | 0 | 0 | 0 | 12.24 | 24.48 | 0.99999 | 0 | 7.48 | 0.10336 | 0 | 24.48
0 | 0 | 0 | 0 | 14.2 | 28.4 | 0.99999 | 0 | 7.48 | 0.10336 | 0 | 28.4
2.5432 | 0 | 0 | 2.5432 | 16.32 | 32.64 | 0.99999 | 0 | 7.48 | 0.10336 | 0 | 30.0968
16.7655 | 0 | 0 | 16.7655 | 22.6 | 45.2 | 0.99999 | 0 | 7.48 | 0.10336 | 0 | 28.4345
34.5385 | 0 | 0 | 34.5385 | 24.32 | 48.64 | 0.99999 | 0 | 7.48 | 0.10336 | 0 | 14.1015
49.1913 | 0 | 0 | 49.1913 | 26.2 | 52.4 | 0.99999 | 0 | 7.48 | 0.10336 | 0 | 3.2087
59.8238 | 0 | 0 | 59.8238 | 30.72 | 61.44 | 0.99999 | 0 | 7.48 | 0.10336 | 0 | 1.6162
68.5489 | 0 | 0 | 68.5489 | 35.56 | 71.12 | 0.99999 | 0 | 7.48 | 0.10336 | 0 | 2.5711
73.5081 | 0 | 0 | 73.5081 | 37.24 | 74.48 | 0.99999 | 0 | 7.48 | 0.10336 | 0 | 0.97188
73.3712 | 0 | 0 | 73.3712 | 37.6 | 75.2 | 0.99999 | 0 | 7.48 | 0.10336 | 0 | 1.8288
69.3608 | 0 | 0 | 69.3608 | 41.08 | 82.16 | 0.99999 | 0 | 7.48 | 0.10336 | 0 | 12.7992
61.7116 | 0 | 0 | 61.7116 | 43.48 | 86.96 | 0.99999 | 0 | 7.48 | 0.10336 | 0 | 25.2484
49.1815 | 0 | 0 | 49.1815 | 43.48 | 86.96 | 0.99999 | 0 | 7.48 | 0.10336 | 0 | 37.7785
33.5115 | 0 | 0 | 33.5115 | 47.72 | 95.44 | 0.99999 | 0 | 7.48 | 0.10336 | 0 | 61.9285
15.3668 | 0 | 0 | 15.3668 | 48.12 | 96.24 | 0.99999 | 0 | 7.48 | 0.10336 | 0 | 80.8732
1.9074 | 0 | 0 | 1.9074 | 48.56 | 97.12 | 0.99999 | 0 | 7.48 | 0.10336 | 0 | 95.2126
0 | 0 | 0 | 0 | 47.64 | 95.28 | 0.99999 | 0 | 7.48 | 0.10336 | 0 | 95.28
0 | 0 | 0 | 0 | 44.08 | 88.16 | 0.99999 | 0 | 7.48 | 0.10336 | 0 | 88.16
0 | 0 | 0 | 0 | 33.16 | 66.32 | 0.99999 | 0 | 7.48 | 0.10336 | 0 | 66.32
0 | 0 | 0 | 0 | 25.4 | 50.8 | 0.99999 | 0 | 7.48 | 0.10336 | 0 | 50.8
0 | 0 | 0 | 0 | 18.68 | 37.36 | 0.99999 | 0 | 7.48 | 0.10336 | 0 | 37.36
0 | 0 | 0 | 0 | 15.76 | 31.52 | 0.99999 | 0 | 7.48 | 0.10336 | 0 | 31.52
0 | 0 | 0 | 0 | 15.04 | 30.08 | 0.99999 | 0 | 7.48 | 0.10336 | 0 | 30.08
0 | 0 | 0 | 0 | 14.8 | 29.6 | 0.99999 | 0 | 7.48 | 0.10336 | 0 | 29.6
0 | 0 | 0 | 0 | 16.8 | 33.6 | 0.99999 | 0 | 7.48 | 0.10336 | 0 | 33.6
0 | 0 | 0 | 0 | 14.8 | 29.6 | 0.99999 | 0 | 7.48 | 0.10336 | 0 | 29.6
2.4062 | 0 | 0 | 2.4062 | 16.36 | 32.72 | 0.99999 | 0 | 7.48 | 0.10336 | 0 | 30.3137
16.5992 | 0 | 0 | 16.5992 | 16.52 | 33.04 | 0.99999 | 0 | 7.48 | 0.10336 | 0 | 16.4408
33.9223 | 0 | 0 | 33.9223 | 21.76 | 43.52 | 0.99999 | 0 | 7.48 | 0.10336 | 0 | 9.5977
49.2695 | 0 | 0 | 49.2695 | 26.36 | 52.72 | 0.99999 | 0 | 7.48 | 0.10336 | 0 | 3.4505
60.0585 | 0 | 0 | 60.0585 | 34.88 | 69.76 | 0.99999 | 0 | 7.48 | 0.10336 | 0 | 9.7015
68.5 | 0 | 0 | 68.5 | 39.12 | 78.24 | 0.99999 | 0 | 7.48 | 0.10336 | 0 | 9.74
72.7647 | 0 | 0 | 72.7647 | 42.72 | 85.44 | 0.99999 | 0 | 7.48 | 0.10336 | 0 | 12.6753
72.2463 | 0 | 0 | 72.2463 | 46 | 92 | 0.99999 | 0 | 7.48 | 0.10336 | 0 | 19.7537
68.2261 | 0 | 0 | 68.2261 | 48 | 96 | 0.99999 | 0 | 7.48 | 0.10336 | 0 | 27.7739
59.9901 | 0 | 0 | 59.9901 | 47.32 | 94.64 | 0.99999 | 0 | 7.48 | 0.10336 | 0 | 34.6499
48.1349 | 0 | 0 | 48.1349 | 46.6 | 93.2 | 0.99999 | 0 | 7.48 | 0.10336 | 0 | 45.0651
32.279 | 0 | 0 | 32.279 | 48.76 | 97.52 | 0.99999 | 0 | 7.48 | 0.10336 | 0 | 65.241
14.7994 | 0 | 0 | 14.7994 | 51.72 | 103.44 | 0.99999 | 0 | 7.48 | 0.10336 | 0 | 88.6406
1.9172 | 0 | 0 | 1.9172 | 48 | 96 | 0.99999 | 0 | 7.48 | 0.10336 | 0 | 94.0828
0 | 0 | 0 | 0 | 44.48 | 88.96 | 0.99999 | 0 | 7.48 | 0.10336 | 0 | 88.96
0 | 0 | 0 | 0 | 43.24 | 86.48 | 0.99999 | 0 | 7.48 | 0.10336 | 0 | 86.48
0 | 0 | 0 | 0 | 41.44 | 82.88 | 0.99999 | 0 | 7.48 | 0.10336 | 0 | 82.88
0 | 0 | 0 | 0 | 38.04 | 76.08 | 0.99999 | 0 | 7.48 | 0.10336 | 0 | 76.08
0 | 0 | 0 | 0 | 15.48 | 30.96 | 0.99999 | 0 | 7.48 | 0.10336 | 0 | 30.96
0 | 0 | 0 | 0 | 8.96 | 17.92 | 0.99999 | 0 | 7.48 | 0.10336 | 0 | 17.92
0 | 0 | 0 | 0 | 10.16 | 20.32 | 0.99999 | 0 | 7.48 | 0.10336 | 0 | 20.32
0 | 0 | 0 | 0 | 11.16 | 22.32 | 0.99999 | 0 | 7.48 | 0.10336 | 0 | 22.32
0 | 0 | 0 | 0 | 12.04 | 24.08 | 0.99999 | 0 | 7.48 | 0.10336 | 0 | 24.08
0 | 0 | 0 | 0 | 14 | 28 | 0.99999 | 0 | 7.48 | 0.10336 | 0 | 28
2.3769 | 0 | 0 | 2.3769 | 15.72 | 31.44 | 0.99999 | 0 | 7.48 | 0.10336 | 0 | 29.0631
15.3472 | 0 | 0 | 15.3472 | 16 | 32 | 0.99999 | 0 | 7.48 | 0.10336 | 0 | 16.6528
31.5258 | 0 | 0 | 31.5258 | 24.24 | 48.48 | 0.99999 | 0 | 7.48 | 0.10336 | 0 | 16.9542
46.0807 | 0 | 0 | 46.0807 | 29.68 | 59.36 | 0.99999 | 0 | 7.48 | 0.10336 | 0 | 13.2793
57.8186 | 0 | 0 | 57.8186 | 32.28 | 64.56 | 0.99999 | 0 | 7.48 | 0.10336 | 0 | 6.7414
64.7537 | 0 | 0 | 64.7537 | 37.68 | 75.36 | 0.99999 | 0 | 11.23 | 0.12409 | 0 | 10.6063
69.0575 | 0 | 0 | 69.0575 | 46.8 | 93.6 | 0.99999 | 0 | 11.23 | 0.12409 | 0 | 24.5425
68.901 | 0 | 0 | 68.901 | 48.84 | 97.68 | 0.99999 | 0 | 11.23 | 0.12409 | 0 | 28.779
64.9786 | 0 | 0 | 64.9786 | 48.16 | 96.32 | 0.99999 | 0 | 17.48 | 0.13136 | 0 | 31.3414
57.6229 | 0 | 0 | 57.6229 | 48.68 | 97.36 | 0.99999 | 0 | 17.48 | 0.13136 | 0 | 39.7371
46.2275 | 0 | 0 | 46.2275 | 49.2 | 98.4 | 0.99999 | 0 | 17.48 | 0.13136 | 0 | 52.1725
30.9292 | 0 | 0 | 30.9292 | 51.96 | 103.92 | 0.2 | 2.1372 | 17.48 | 0.13136 | 0 | 70.8536
13.9974 | 0 | 0 | 13.9974 | 52.52 | 105.04 | 0.2 | 0 | 11.23 | 0.12409 | 0 | 91.0426
1.8487 | 0 | 0 | 1.8487 | 50.24 | 100.48 | 0.2 | 0 | 11.23 | 0.12409 | 0 | 98.6313
0 | 0 | 0 | 0 | 41.2 | 82.4 | 0.2 | 0 | 11.23 | 0.12409 | 0 | 82.4
0 | 0 | 0 | 0 | 38.04 | 76.08 | 0.95833 | 0 | 7.48 | 0.10336 | 2.2546 | 76.08
0 | 0 | 0 | 0 | 39.76 | 79.52 | 0.99999 | 0 | 7.48 | 0.10336 | 0.12386 | 79.52
0 | 0 | 0 | 0 | 38.68 | 77.36 | 0.99999 | 0 | 7.48 | 0.10336 | 0 | 77.36
0 | 0 | 0 | 0 | 19.52 | 39.04 | 0.99999 | 0 | 7.48 | 0.10336 | 0 | 39.04
0 | 0 | 0 | 0 | 13.96 | 27.92 | 0.99999 | 0 | 7.48 | 0.10336 | 0 | 27.92
0 | 0 | 0 | 0 | 15.64 | 31.28 | 0.99999 | 0 | 7.48 | 0.10336 | 0 | 31.28
0 | 0 | 0 | 0 | 16.2 | 32.4 | 0.99999 | 0 | 7.48 | 0.10336 | 0 | 32.4
0 | 0 | 0 | 0 | 19.08 | 38.16 | 0.99999 | 0 | 7.48 | 0.10336 | 0 | 38.16
0 | 0 | 0 | 0 | 14.92 | 29.84 | 0.99999 | 0 | 7.48 | 0.10336 | 0 | 29.84
2.328 | 0 | 0 | 2.328 | 16.84 | 33.68 | 0.99999 | 0 | 7.48 | 0.10336 | 0 | 31.352
14.9755 | 0 | 0 | 14.9755 | 22.28 | 44.56 | 0.99999 | 0 | 7.48 | 0.10336 | 0 | 29.5845
30.8313 | 0 | 0 | 30.8313 | 26.56 | 53.12 | 0.99999 | 0 | 7.48 | 0.10336 | 0 | 22.2887
42.0214 | 0 | 0 | 42.0214 | 32.04 | 64.08 | 0.99999 | 0 | 7.48 | 0.10336 | 0 | 22.0586
56.635 | 0 | 0 | 56.635 | 37.36 | 74.72 | 0.99999 | 0 | 7.48 | 0.10336 | 0 | 18.085
58.9434 | 0 | 0 | 58.9434 | 44.68 | 89.36 | 0.99999 | 0 | 11.23 | 0.12409 | 0 | 30.4166
67.8837 | 0 | 0 | 67.8837 | 52.6 | 105.2 | 0.99999 | 0 | 11.23 | 0.12409 | 0 | 37.3163
67.6392 | 0 | 0 | 67.6392 | 53.28 | 106.56 | 0.99999 | 0 | 11.23 | 0.12409 | 0 | 38.9208
64.0885 | 0 | 0 | 64.0885 | 51.52 | 103.04 | 0.99999 | 0 | 17.48 | 0.13136 | 0 | 38.9515
56.3807 | 0 | 0 | 56.3807 | 50.88 | 101.76 | 0.99999 | 0 | 17.48 | 0.13136 | 0 | 45.3793
45.22 | 0 | 0 | 45.22 | 49.12 | 98.24 | 0.99999 | 0 | 17.48 | 0.13136 | 0 | 53.02
30.3521 | 0 | 0 | 30.3521 | 49 | 98 | 0.2 | 2.1372 | 17.48 | 0.13136 | 0 | 65.5107
13.9582 | 0 | 0 | 13.9582 | 49.16 | 98.32 | 0.2 | 0 | 11.23 | 0.12409 | 0 | 84.3618
2.0248 | 0 | 0 | 2.0248 | 50.32 | 100.64 | 0.2 | 0 | 11.23 | 0.12409 | 0 | 98.6152
0 | 0 | 0 | 0 | 44.96 | 89.92 | 0.2 | 0 | 11.23 | 0.12409 | 0 | 89.92
0 | 0 | 0 | 0 | 43.96 | 87.92 | 0.95833 | 0 | 7.48 | 0.10336 | 2.2546 | 87.92
0 | 0 | 0 | 0 | 39.76 | 79.52 | 0.99999 | 0 | 7.48 | 0.10336 | 0.12386 | 79.52
0 | 0 | 0 | 0 | 29.88 | 59.76 | 0.99999 | 0 | 7.48 | 0.10336 | 0 | 59.76
0 | 0 | 0 | 0 | 16.24 | 32.48 | 0.99999 | 0 | 7.48 | 0.10336 | 0 | 32.48
0 | 0 | 0 | 0 | 14.2 | 28.4 | 0.99999 | 0 | 7.48 | 0.10336 | 0 | 28.4
0 | 0 | 0 | 0 | 14.72 | 29.44 | 0.99999 | 0 | 7.48 | 0.10336 | 0 | 29.44
0 | 0 | 0 | 0 | 14.36 | 28.72 | 0.99999 | 0 | 7.48 | 0.10336 | 0 | 28.72
0 | 0 | 0 | 0 | 17.16 | 34.32 | 0.99999 | 0 | 7.48 | 0.10336 | 0 | 34.32
0 | 0 | 0 | 0 | 16.68 | 33.36 | 0.99999 | 0 | 7.48 | 0.10336 | 0 | 33.36
0.12716 | 0 | 0 | 0.12716 | 16.52 | 33.04 | 0.99999 | 0 | 7.48 | 0.10336 | 0 | 32.9128
1.9172 | 0 | 0 | 1.9172 | 22.28 | 44.56 | 0.99999 | 0 | 7.48 | 0.10336 | 0 | 42.6428
24.4831 | 0 | 0 | 24.4831 | 24.2 | 48.4 | 0.99999 | 0 | 7.48 | 0.10336 | 0 | 23.9169
43.8016 | 0 | 0 | 43.8016 | 31.08 | 62.16 | 0.99999 | 0 | 7.48 | 0.10336 | 0 | 18.3584
55.1482 | 0 | 0 | 55.1482 | 33.32 | 66.64 | 0.99999 | 0 | 7.48 | 0.10336 | 0 | 11.4918
63.0517 | 0 | 0 | 63.0517 | 35.6 | 71.2 | 0.99999 | 0 | 11.23 | 0.12409 | 0 | 8.1483
67.5414 | 0 | 0 | 67.5414 | 40.6 | 81.2 | 0.99999 | 0 | 11.23 | 0.12409 | 0 | 13.6586
67.1697 | 0 | 0 | 67.1697 | 47.4 | 94.8 | 0.99999 | 0 | 11.23 | 0.12409 | 0 | 27.6303
63.6288 | 0 | 0 | 63.6288 | 51.36 | 102.72 | 0.99999 | 0 | 17.48 | 0.13136 | 0 | 39.0912
55.2851 | 0 | 0 | 55.2851 | 51.72 | 103.44 | 0.99999 | 0 | 17.48 | 0.13136 | 0 | 48.1549
44.1147 | 0 | 0 | 44.1147 | 49.4 | 98.8 | 0.99999 | 0 | 17.48 | 0.13136 | 0 | 54.6853
29.5206 | 0 | 0 | 29.5206 | 50.28 | 100.56 | 0.2 | 2.1372 | 17.48 | 0.13136 | 0 | 68.9022
13.5572 | 0 | 0 | 13.5572 | 53.4 | 106.8 | 0.2 | 0 | 11.23 | 0.12409 | 0 | 93.2428
2.0639 | 0 | 0 | 2.0639 | 52.4 | 104.8 | 0.2 | 0 | 11.23 | 0.12409 | 0 | 102.736
0 | 0 | 0 | 0 | 48.92 | 97.84 | 0.2 | 0 | 11.23 | 0.12409 | 0 | 97.84
0 | 0 | 0 | 0 | 46.28 | 92.56 | 0.95833 | 0 | 7.48 | 0.10336 | 2.2546 | 92.56
0 | 0 | 0 | 0 | 43.48 | 86.96 | 0.99999 | 0 | 7.48 | 0.10336 | 0.12386 | 86.96
0 | 0 | 0 | 0 | 31.52 | 63.04 | 0.99999 | 0 | 7.48 | 0.10336 | 0 | 63.04
0 | 0 | 0 | 0 | 12.64 | 25.28 | 0.99999 | 0 | 7.48 | 0.10336 | 0 | 25.28
0 | 0 | 0 | 0 | 9.72 | 19.44 | 0.99999 | 0 | 7.48 | 0.10336 | 0 | 19.44
0 | 0 | 0 | 0 | 10.52 | 21.04 | 0.99999 | 0 | 7.48 | 0.10336 | 0 | 21.04
0 | 0 | 0 | 0 | 11.48 | 22.96 | 0.99999 | 0 | 7.48 | 0.10336 | 0 | 22.96
0 | 0 | 0 | 0 | 12.04 | 24.08 | 0.99999 | 0 | 7.48 | 0.10336 | 0 | 24.08
0 | 0 | 0 | 0 | 14.16 | 28.32 | 0.99999 | 0 | 7.48 | 0.10336 | 0 | 28.32
2.5236 | 0 | 0 | 2.5236 | 16.08 | 32.16 | 0.99999 | 0 | 7.48 | 0.10336 | 0 | 29.6364
2.5725 | 0 | 0 | 2.5725 | 22.08 | 44.16 | 0.99999 | 0 | 7.48 | 0.10336 | 0 | 41.5875
16.7851 | 0 | 0 | 16.7851 | 27.52 | 55.04 | 0.99999 | 0 | 7.48 | 0.10336 | 0 | 38.2549
32.9735 | 0 | 0 | 32.9735 | 34.44 | 68.88 | 0.99999 | 0 | 7.48 | 0.10336 | 0 | 35.9065
35.996 | 0 | 0 | 35.996 | 43.76 | 87.52 | 0.99999 | 0 | 7.48 | 0.10336 | 0 | 51.524
24.8548 | 0 | 0 | 24.8548 | 47.6 | 95.2 | 0.99999 | 0 | 11.23 | 0.12409 | 0 | 70.3452
23.5246 | 0 | 0 | 23.5246 | 53.64 | 107.28 | 0.99999 | 0 | 11.23 | 0.12409 | 0 | 83.7554
30.7531 | 0 | 0 | 30.7531 | 51.52 | 103.04 | 0.99999 | 0 | 11.23 | 0.12409 | 0 | 72.2869
33.1789 | 0 | 0 | 33.1789 | 51.4 | 102.8 | 0.99999 | 0 | 17.48 | 0.13136 | 0 | 69.6211
8.9501 | 0 | 0 | 8.9501 | 55.12 | 110.24 | 0.99999 | 0 | 17.48 | 0.13136 | 0 | 101.29
6.8079 | 0 | 0 | 6.8079 | 57.08 | 114.16 | 0.99999 | 0 | 17.48 | 0.13136 | 0 | 107.352
16.0906 | 0 | 0 | 16.0906 | 55.2 | 110.4 | 0.2 | 2.1372 | 17.48 | 0.13136 | 0 | 92.1722
0.48908 | 0 | 0 | 0.48908 | 55.76 | 111.52 | 0.2 | 0 | 11.23 | 0.12409 | 0 | 111.031
0 | 0 | 0 | 0 | 55.68 | 111.36 | 0.2 | 0 | 11.23 | 0.12409 | 0 | 111.36
0 | 0 | 0 | 0 | 51.28 | 102.56 | 0.2 | 0 | 11.23 | 0.12409 | 0 | 102.56
0 | 0 | 0 | 0 | 50.28 | 100.56 | 0.95833 | 0 | 7.48 | 0.10336 | 2.2546 | 100.56
0 | 0 | 0 | 0 | 43.68 | 87.36 | 0.99999 | 0 | 7.48 | 0.10336 | 0.12386 | 87.36
0 | 0 | 0 | 0 | 33.84 | 67.68 | 0.99999 | 0 | 7.48 | 0.10336 | 0 | 67.68
0 | 0 | 0 | 0 | 14.08 | 28.16 | 0.99999 | 0 | 7.48 | 0.10336 | 0 | 28.16
0 | 0 | 0 | 0 | 9.52 | 19.04 | 0.99999 | 0 | 7.48 | 0.10336 | 0 | 19.04
0 | 0 | 0 | 0 | 10.24 | 20.48 | 0.99999 | 0 | 7.48 | 0.10336 | 0 | 20.48
0 | 0 | 0 | 0 | 11.12 | 22.24 | 0.99999 | 0 | 7.48 | 0.10336 | 0 | 22.24
0 | 0 | 0 | 0 | 11.8 | 23.6 | 0.99999 | 0 | 7.48 | 0.10336 | 0 | 23.6
0 | 0 | 0 | 0 | 14.2 | 28.4 | 0.99999 | 0 | 7.48 | 0.10336 | 0 | 28.4
0 | 0 | 0 | 0 | 16.08 | 32.16 | 0.99999 | 0 | 7.48 | 0.10336 | 0 | 32.16
0.61624 | 0 | 0 | 0.61624 | 22.36 | 44.72 | 0.99999 | 0 | 7.48 | 0.10336 | 0 | 44.1038
3.6289 | 0 | 0 | 3.6289 | 23.28 | 46.56 | 0.99999 | 0 | 7.48 | 0.10336 | 0 | 42.9311
10.3586 | 0 | 0 | 10.3586 | 26.32 | 52.64 | 0.99999 | 0 | 7.48 | 0.10336 | 0 | 42.2814
7.1894 | 0 | 0 | 7.1894 | 33.68 | 67.36 | 0.99999 | 0 | 7.48 | 0.10336 | 0 | 60.1706
45.4743 | 0 | 0 | 45.4743 | 38.08 | 76.16 | 0.99999 | 0 | 11.23 | 0.12409 | 0 | 30.6857
44.2614 | 0 | 0 | 44.2614 | 49.04 | 98.08 | 0.99999 | 0 | 11.23 | 0.12409 | 0 | 53.8186
41.8453 | 0 | 0 | 41.8453 | 44.52 | 89.04 | 0.99999 | 0 | 11.23 | 0.12409 | 0 | 47.1947
47.0393 | 0 | 0 | 47.0393 | 44.2 | 88.4 | 0.99999 | 0 | 17.48 | 0.13136 | 0 | 41.3607
31.966 | 0 | 0 | 31.966 | 47.44 | 94.88 | 0.99999 | 0 | 17.48 | 0.13136 | 0 | 62.914
36.9057 | 0 | 0 | 36.9057 | 49.52 | 99.04 | 0.99999 | 0 | 17.48 | 0.13136 | 0 | 62.1343
23.9745 | 0 | 0 | 23.9745 | 50.12 | 100.24 | 0.2 | 2.1372 | 17.48 | 0.13136 | 0 | 74.1283
13.567 | 0 | 0 | 13.567 | 49.32 | 98.64 | 0.2 | 0 | 11.23 | 0.12409 | 0 | 85.073
2.1226 | 0 | 0 | 2.1226 | 49.12 | 98.24 | 0.2 | 0 | 11.23 | 0.12409 | 0 | 96.1174
0 | 0 | 0 | 0 | 44.6 | 89.2 | 0.2 | 0 | 11.23 | 0.12409 | 0 | 89.2
0 | 0 | 0 | 0 | 43.44 | 86.88 | 0.95833 | 0 | 7.48 | 0.10336 | 2.2546 | 86.88
0 | 0 | 0 | 0 | 41.32 | 82.64 | 0.99999 | 0 | 7.48 | 0.10336 | 0.12386 | 82.64
0 | 0 | 0 | 0 | 29.6 | 59.2 | 0.99999 | 0 | 7.48 | 0.10336 | 0 | 59.2
0 | 0 | 0 | 0 | 12.6 | 25.2 | 0.99999 | 0 | 7.48 | 0.10336 | 0 | 25.2
0 | 0 | 0 | 0 | 11.2 | 22.4 | 0.99999 | 0 | 7.48 | 0.10336 | 0 | 22.4
0 | 0 | 0 | 0 | 10.32 | 20.64 | 0.99999 | 0 | 7.48 | 0.10336 | 0 | 20.64
0 | 0 | 0 | 0 | 11.4 | 22.8 | 0.99999 | 0 | 7.48 | 0.10336 | 0 | 22.8
0 | 0 | 0 | 0 | 11.64 | 23.28 | 0.99999 | 0 | 7.48 | 0.10336 | 0 | 23.28
0 | 0 | 0 | 0 | 14.16 | 28.32 | 0.99999 | 0 | 7.48 | 0.10336 | 0 | 28.32
2.2889 | 0 | 0 | 2.2889 | 15.96 | 31.92 | 0.99999 | 0 | 7.48 | 0.10336 | 0 | 29.6311
14.8386 | 0 | 0 | 14.8386 | 22.08 | 44.16 | 0.99999 | 0 | 7.48 | 0.10336 | 0 | 29.3214
31.3987 | 0 | 0 | 31.3987 | 28.28 | 56.56 | 0.99999 | 0 | 7.48 | 0.10336 | 0 | 25.1613
46.9024 | 0 | 0 | 46.9024 | 34.28 | 68.56 | 0.99999 | 0 | 7.48 | 0.10336 | 0 | 21.6576
58.2196 | 0 | 0 | 58.2196 | 40.2 | 80.4 | 0.99999 | 0 | 7.48 | 0.10336 | 0 | 22.1804
66.1915 | 0 | 0 | 66.1915 | 48.08 | 96.16 | 0.99999 | 0 | 7.48 | 0.10336 | 0 | 29.9685
70.8671 | 0 | 0 | 70.8671 | 54.56 | 109.12 | 0.99999 | 0 | 7.48 | 0.10336 | 0 | 38.2529
70.9551 | 0 | 0 | 70.9551 | 56.12 | 112.24 | 0.99999 | 0 | 7.48 | 0.10336 | 0 | 41.2849
67.0621 | 0 | 0 | 67.0621 | 58.24 | 116.48 | 0.99999 | 0 | 7.48 | 0.10336 | 0 | 49.4179
59.6379 | 0 | 0 | 59.6379 | 60.32 | 120.64 | 0.99999 | 0 | 7.48 | 0.10336 | 0 | 61.0021
47.411 | 0 | 0 | 47.411 | 56.92 | 113.84 | 0.99999 | 0 | 7.48 | 0.10336 | 0 | 66.429
32.1323 | 0 | 0 | 32.1323 | 57.08 | 114.16 | 0.99999 | 0 | 7.48 | 0.10336 | 0 | 82.0277
14.5353 | 0 | 0 | 14.5353 | 58.68 | 117.36 | 0.99999 | 0 | 7.48 | 0.10336 | 0 | 102.825
1.7802 | 0 | 0 | 1.7802 | 55.48 | 110.96 | 0.99999 | 0 | 7.48 | 0.10336 | 0 | 109.18
0 | 0 | 0 | 0 | 55.32 | 110.64 | 0.99999 | 0 | 7.48 | 0.10336 | 0 | 110.64
0 | 0 | 0 | 0 | 51.4 | 102.8 | 0.99999 | 0 | 7.48 | 0.10336 | 0 | 102.8
0 | 0 | 0 | 0 | 43.28 | 86.56 | 0.99999 | 0 | 7.48 | 0.10336 | 0 | 86.56
0 | 0 | 0 | 0 | 35.56 | 71.12 | 0.99999 | 0 | 7.48 | 0.10336 | 0 | 71.12
0 | 0 | 0 | 0 | 20.24 | 40.48 | 0.99999 | 0 | 7.48 | 0.10336 | 0 | 40.48
0 | 0 | 0 | 0 | 15.56 | 31.12 | 0.99999 | 0 | 7.48 | 0.10336 | 0 | 31.12
0 | 0 | 0 | 0 | 16.08 | 32.16 | 0.99999 | 0 | 7.48 | 0.10336 | 0 | 32.16
0 | 0 | 0 | 0 | 15.08 | 30.16 | 0.99999 | 0 | 7.48 | 0.10336 | 0 | 30.16
0 | 0 | 0 | 0 | 17 | 34 | 0.99999 | 0 | 7.48 | 0.10336 | 0 | 34
0 | 0 | 0 | 0 | 19.2 | 38.4 | 0.99999 | 0 | 7.48 | 0.10336 | 0 | 38.4
2.103 | 0 | 0 | 2.103 | 18.24 | 36.48 | 0.99999 | 0 | 7.48 | 0.10336 | 0 | 34.377
12.7942 | 0 | 0 | 12.7942 | 16.48 | 32.96 | 0.99999 | 0 | 7.48 | 0.10336 | 0 | 20.1658
23.2605 | 0 | 0 | 23.2605 | 24.12 | 48.24 | 0.99999 | 0 | 7.48 | 0.10336 | 0 | 24.9795
49.8173 | 0 | 0 | 49.8173 | 33.24 | 66.48 | 0.99999 | 0 | 7.48 | 0.10336 | 0 | 16.6627
61.291 | 0 | 0 | 61.291 | 37.92 | 75.84 | 0.99999 | 0 | 7.48 | 0.10336 | 0 | 14.549
69.9183 | 0 | 0 | 69.9183 | 39.64 | 79.28 | 0.99999 | 0 | 7.48 | 0.10336 | 0 | 9.3617
73.381 | 0 | 0 | 73.381 | 44.24 | 88.48 | 0.99999 | 0 | 7.48 | 0.10336 | 0 | 15.099
73.1853 | 0 | 0 | 73.1853 | 47.24 | 94.48 | 0.99999 | 0 | 7.48 | 0.10336 | 0 | 21.2947
69.3999 | 0 | 0 | 69.3999 | 46.28 | 92.56 | 0.99999 | 0 | 7.48 | 0.10336 | 0 | 23.1601
61.066 | 0 | 0 | 61.066 | 46.12 | 92.24 | 0.99999 | 0 | 7.48 | 0.10336 | 0 | 31.174
48.9467 | 0 | 0 | 48.9467 | 46.56 | 93.12 | 0.99999 | 0 | 7.48 | 0.10336 | 0 | 44.1733
32.6605 | 0 | 0 | 32.6605 | 48.88 | 97.76 | 0.99999 | 0 | 7.48 | 0.10336 | 0 | 65.0995
14.7897 | 0 | 0 | 14.7897 | 49.4 | 98.8 | 0.99999 | 0 | 7.48 | 0.10336 | 0 | 84.0103
1.8878 | 0 | 0 | 1.8878 | 40.16 | 80.32 | 0.99999 | 0 | 7.48 | 0.10336 | 0 | 78.4322
0 | 0 | 0 | 0 | 35.04 | 70.08 | 0.99999 | 0 | 7.48 | 0.10336 | 0 | 70.08
0 | 0 | 0 | 0 | 32.44 | 64.88 | 0.99999 | 0 | 7.48 | 0.10336 | 0 | 64.88
0 | 0 | 0 | 0 | 29.84 | 59.68 | 0.99999 | 0 | 7.48 | 0.10336 | 0 | 59.68
0 | 0 | 0 | 0 | 26.32 | 52.64 | 0.99999 | 0 | 7.48 | 0.10336 | 0 | 52.64
0 | 0 | 0 | 0 | 17.72 | 35.44 | 0.99999 | 0 | 7.48 | 0.10336 | 0 | 35.44
0 | 0 | 0 | 0 | 14.92 | 29.84 | 0.99999 | 0 | 7.48 | 0.10336 | 0 | 29.84
0 | 0 | 0 | 0 | 15.16 | 30.32 | 0.99999 | 0 | 7.48 | 0.10336 | 0 | 30.32
0 | 0 | 0 | 0 | 15 | 30 | 0.99999 | 0 | 7.48 | 0.10336 | 0 | 30
0 | 0 | 0 | 0 | 16.72 | 33.44 | 0.99999 | 0 | 7.48 | 0.10336 | 0 | 33.44
0 | 0 | 0 | 0 | 19.68 | 39.36 | 0.99999 | 0 | 7.48 | 0.10336 | 0 | 39.36
2.2987 | 0 | 0 | 2.2987 | 20.48 | 40.96 | 0.99999 | 0 | 7.48 | 0.10336 | 0 | 38.6613
15.4352 | 0 | 0 | 15.4352 | 16.8 | 33.6 | 0.99999 | 0 | 7.48 | 0.10336 | 0 | 18.1648
10.9162 | 0 | 0 | 10.9162 | 24 | 48 | 0.99999 | 0 | 7.48 | 0.10336 | 0 | 37.0838
26.4199 | 0 | 0 | 26.4199 | 30.44 | 60.88 | 0.99999 | 0 | 7.48 | 0.10336 | 0 | 34.4601
61.9757 | 0 | 0 | 61.9757 | 34.44 | 68.88 | 0.99999 | 0 | 7.48 | 0.10336 | 0 | 6.9043
70.1237 | 0 | 0 | 70.1237 | 35.68 | 71.36 | 0.99999 | 0 | 11.23 | 0.12409 | 0 | 1.2363
74.8188 | 0 | 0 | 74.8188 | 38 | 76 | 0.99999 | 0 | 11.23 | 0.12409 | 0 | 1.1812
74.6819 | 0 | 0 | 74.6819 | 40.04 | 80.08 | 0.99999 | 0 | 11.23 | 0.12409 | 0 | 5.3981
70.8671 | 0 | 0 | 70.8671 | 43.88 | 87.76 | 0.99999 | 0 | 17.48 | 0.13136 | 0 | 16.8929
61.9464 | 0 | 0 | 61.9464 | 44.72 | 89.44 | 0.99999 | 0 | 17.48 | 0.13136 | 0 | 27.4936
49.651 | 0 | 0 | 49.651 | 45.8 | 91.6 | 0.99999 | 0 | 17.48 | 0.13136 | 0 | 41.949
32.9637 | 0 | 0 | 32.9637 | 45.12 | 90.24 | 0.2 | 2.1372 | 17.48 | 0.13136 | 0 | 55.1391
14.8679 | 0 | 0 | 14.8679 | 43.08 | 86.16 | 0.2 | 0 | 11.23 | 0.12409 | 0 | 71.2921
1.8389 | 0 | 0 | 1.8389 | 37.64 | 75.28 | 0.2 | 0 | 11.23 | 0.12409 | 0 | 73.4411
0 | 0 | 0 | 0 | 31.72 | 63.44 | 0.2 | 0 | 11.23 | 0.12409 | 0 | 63.44
0 | 0 | 0 | 0 | 30.88 | 61.76 | 0.95833 | 0 | 7.48 | 0.10336 | 2.2546 | 61.76
0 | 0 | 0 | 0 | 29.32 | 58.64 | 0.99999 | 0 | 7.48 | 0.10336 | 0.12386 | 58.64
0 | 0 | 0 | 0 | 19.44 | 38.88 | 0.99999 | 0 | 7.48 | 0.10336 | 0 | 38.88
0 | 0 | 0 | 0 | 11.2 | 22.4 | 0.99999 | 0 | 7.48 | 0.10336 | 0 | 22.4
0 | 0 | 0 | 0 | 9.08 | 18.16 | 0.99999 | 0 | 7.48 | 0.10336 | 0 | 18.16
0 | 0 | 0 | 0 | 9.64 | 19.28 | 0.99999 | 0 | 7.48 | 0.10336 | 0 | 19.28
0 | 0 | 0 | 0 | 9.92 | 19.84 | 0.99999 | 0 | 7.48 | 0.10336 | 0 | 19.84
0 | 0 | 0 | 0 | 12.28 | 24.56 | 0.99999 | 0 | 7.48 | 0.10336 | 0 | 24.56
0 | 0 | 0 | 0 | 14.48 | 28.96 | 0.99999 | 0 | 7.48 | 0.10336 | 0 | 28.96
2.4454 | 0 | 0 | 2.4454 | 16 | 32 | 0.99999 | 0 | 7.48 | 0.10336 | 0 | 29.5546
15.4841 | 0 | 0 | 15.4841 | 22.48 | 44.96 | 0.99999 | 0 | 7.48 | 0.10336 | 0 | 29.4759
13.2344 | 0 | 0 | 13.2344 | 24.48 | 48.96 | 0.99999 | 0 | 7.48 | 0.10336 | 0 | 35.7256
37.4241 | 0 | 0 | 37.4241 | 32.72 | 65.44 | 0.99999 | 0 | 7.48 | 0.10336 | 0 | 28.0159
60.9095 | 0 | 0 | 60.9095 | 36.12 | 72.24 | 0.99999 | 0 | 7.48 | 0.10336 | 0 | 11.3305
69.8987 | 0 | 0 | 69.8987 | 44.96 | 89.92 | 0.99999 | 0 | 11.23 | 0.12409 | 0 | 20.0213
73.4983 | 0 | 0 | 73.4983 | 50.92 | 101.84 | 0.99999 | 0 | 11.23 | 0.12409 | 0 | 28.3417
73.9678 | 0 | 0 | 73.9678 | 52.56 | 105.12 | 0.99999 | 0 | 11.23 | 0.12409 | 0 | 31.1522
69.7129 | 0 | 0 | 69.7129 | 51.96 | 103.92 | 0.99999 | 0 | 17.48 | 0.13136 | 0 | 34.2071
60.9291 | 0 | 0 | 60.9291 | 51.4 | 102.8 | 0.99999 | 0 | 17.48 | 0.13136 | 0 | 41.8709
48.8685 | 0 | 0 | 48.8685 | 48 | 96 | 0.99999 | 0 | 17.48 | 0.13136 | 0 | 47.1315
32.504 | 0 | 0 | 32.504 | 49.16 | 98.32 | 0.2 | 2.1372 | 17.48 | 0.13136 | 0 | 63.6788
14.4962 | 0 | 0 | 14.4962 | 48.92 | 97.84 | 0.2 | 0 | 11.23 | 0.12409 | 0 | 83.3438
1.7313 | 0 | 0 | 1.7313 | 50.88 | 101.76 | 0.2 | 0 | 11.23 | 0.12409 | 0 | 100.029
0 | 0 | 0 | 0 | 46.92 | 93.84 | 0.2 | 0 | 11.23 | 0.12409 | 0 | 93.84
0 | 0 | 0 | 0 | 44.56 | 89.12 | 0.95833 | 0 | 7.48 | 0.10336 | 2.2546 | 89.12
0 | 0 | 0 | 0 | 42 | 84 | 0.99999 | 0 | 7.48 | 0.10336 | 0.12386 | 84
0 | 0 | 0 | 0 | 37.8 | 75.6 | 0.99999 | 0 | 7.48 | 0.10336 | 0 | 75.6
0 | 0 | 0 | 0 | 18.88 | 37.76 | 0.99999 | 0 | 7.48 | 0.10336 | 0 | 37.76
0 | 0 | 0 | 0 | 14.24 | 28.48 | 0.99999 | 0 | 7.48 | 0.10336 | 0 | 28.48
0 | 0 | 0 | 0 | 15.08 | 30.16 | 0.99999 | 0 | 7.48 | 0.10336 | 0 | 30.16
0 | 0 | 0 | 0 | 16.04 | 32.08 | 0.99999 | 0 | 7.48 | 0.10336 | 0 | 32.08
0 | 0 | 0 | 0 | 17.32 | 34.64 | 0.99999 | 0 | 7.48 | 0.10336 | 0 | 34.64
0 | 0 | 0 | 0 | 19.64 | 39.28 | 0.99999 | 0 | 7.48 | 0.10336 | 0 | 39.28
2.015 | 0 | 0 | 2.015 | 17.12 | 34.24 | 0.99999 | 0 | 7.48 | 0.10336 | 0 | 32.225
12.6573 | 0 | 0 | 12.6573 | 22 | 44 | 0.99999 | 0 | 7.48 | 0.10336 | 0 | 31.3427
31.9953 | 0 | 0 | 31.9953 | 27.16 | 54.32 | 0.99999 | 0 | 7.48 | 0.10336 | 0 | 22.3247
26.9579 | 0 | 0 | 26.9579 | 39.92 | 79.84 | 0.99999 | 0 | 7.48 | 0.10336 | 0 | 52.8821
42.6279 | 0 | 0 | 42.6279 | 44.04 | 88.08 | 0.99999 | 0 | 7.48 | 0.10336 | 0 | 45.4521
26.1167 | 0 | 0 | 26.1167 | 47.04 | 94.08 | 0.99999 | 0 | 11.23 | 0.12409 | 0 | 67.9633
55.5199 | 0 | 0 | 55.5199 | 53.4 | 106.8 | 0.99999 | 0 | 11.23 | 0.12409 | 0 | 51.2801
60.8997 | 0 | 0 | 60.8997 | 55.48 | 110.96 | 0.99999 | 0 | 11.23 | 0.12409 | 0 | 50.0603
63.6581 | 0 | 0 | 63.6581 | 54.56 | 109.12 | 0.99999 | 0 | 17.48 | 0.13136 | 0 | 45.4619
16.0613 | 0 | 0 | 16.0613 | 55.28 | 110.56 | 0.99999 | 0 | 17.48 | 0.13136 | 0 | 94.4987
21.9791 | 0 | 0 | 21.9791 | 54.96 | 109.92 | 0.99999 | 0 | 17.48 | 0.13136 | 0 | 87.9409
1.1542 | 0 | 0 | 1.1542 | 55.92 | 111.84 | 0.2 | 2.1372 | 17.48 | 0.13136 | 0 | 108.549
7.9426 | 0 | 0 | 7.9426 | 58.76 | 117.52 | 0.2 | 0 | 11.23 | 0.12409 | 0 | 109.577
1.8878 | 0 | 0 | 1.8878 | 54.92 | 109.84 | 0.2 | 0 | 11.23 | 0.12409 | 0 | 107.952
0 | 0 | 0 | 0 | 50.48 | 100.96 | 0.2 | 0 | 11.23 | 0.12409 | 0 | 100.96
0 | 0 | 0 | 0 | 46.84 | 93.68 | 0.95833 | 0 | 7.48 | 0.10336 | 2.2546 | 93.68
0 | 0 | 0 | 0 | 39.68 | 79.36 | 0.99999 | 0 | 7.48 | 0.10336 | 0.12386 | 79.36
0 | 0 | 0 | 0 | 32.32 | 64.64 | 0.99999 | 0 | 7.48 | 0.10336 | 0 | 64.64
0 | 0 | 0 | 0 | 13.04 | 26.08 | 0.99999 | 0 | 7.48 | 0.10336 | 0 | 26.08
0 | 0 | 0 | 0 | 9 | 18 | 0.99999 | 0 | 7.48 | 0.10336 | 0 | 18
0 | 0 | 0 | 0 | 9.44 | 18.88 | 0.99999 | 0 | 7.48 | 0.10336 | 0 | 18.88
0 | 0 | 0 | 0 | 9.68 | 19.36 | 0.99999 | 0 | 7.48 | 0.10336 | 0 | 19.36
0 | 0 | 0 | 0 | 12.08 | 24.16 | 0.99999 | 0 | 7.48 | 0.10336 | 0 | 24.16
0 | 0 | 0 | 0 | 14.6 | 29.2 | 0.99999 | 0 | 7.48 | 0.10336 | 0 | 29.2
1.6726 | 0 | 0 | 1.6726 | 16.12 | 32.24 | 0.99999 | 0 | 7.48 | 0.10336 | 0 | 30.5674
14.2712 | 0 | 0 | 14.2712 | 22.2 | 44.4 | 0.99999 | 0 | 7.48 | 0.10336 | 0 | 30.1288
30.4107 | 0 | 0 | 30.4107 | 29.76 | 59.52 | 0.99999 | 0 | 7.48 | 0.10336 | 0 | 29.1093
45.1026 | 0 | 0 | 45.1026 | 38.6 | 77.2 | 0.99999 | 0 | 7.48 | 0.10336 | 0 | 32.0974
56.86 | 0 | 0 | 56.86 | 41 | 82 | 0.99999 | 0 | 7.48 | 0.10336 | 0 | 25.14
65.1743 | 0 | 0 | 65.1743 | 42.92 | 85.84 | 0.99999 | 0 | 11.23 | 0.12409 | 0 | 20.6657
68.9206 | 0 | 0 | 68.9206 | 51.64 | 103.28 | 0.99999 | 0 | 11.23 | 0.12409 | 0 | 34.3594
69.1749 | 0 | 0 | 69.1749 | 50.24 | 100.48 | 0.99999 | 0 | 11.23 | 0.12409 | 0 | 31.3051
65.2721 | 0 | 0 | 65.2721 | 50.44 | 100.88 | 0.99999 | 0 | 17.48 | 0.13136 | 0 | 35.6079
57.9164 | 0 | 0 | 57.9164 | 51.36 | 102.72 | 0.99999 | 0 | 17.48 | 0.13136 | 0 | 44.8036
45.8851 | 0 | 0 | 45.8851 | 52 | 104 | 0.99999 | 0 | 17.48 | 0.13136 | 0 | 58.1149
31.0465 | 0 | 0 | 31.0465 | 52.16 | 104.32 | 0.2 | 2.1372 | 17.48 | 0.13136 | 0 | 71.1362
13.743 | 0 | 0 | 13.743 | 49.92 | 99.84 | 0.2 | 0 | 11.23 | 0.12409 | 0 | 86.097
1.3792 | 0 | 0 | 1.3792 | 49.88 | 99.76 | 0.2 | 0 | 11.23 | 0.12409 | 0 | 98.3808
0 | 0 | 0 | 0 | 50.48 | 100.96 | 0.2 | 0 | 11.23 | 0.12409 | 0 | 100.96
0 | 0 | 0 | 0 | 48.12 | 96.24 | 0.95833 | 0 | 7.48 | 0.10336 | 2.2546 | 96.24
0 | 0 | 0 | 0 | 43.68 | 87.36 | 0.99999 | 0 | 7.48 | 0.10336 | 0.12386 | 87.36
0 | 0 | 0 | 0 | 33.12 | 66.24 | 0.99999 | 0 | 7.48 | 0.10336 | 0 | 66.24
0 | 0 | 0 | 0 | 13.72 | 27.44 | 0.99999 | 0 | 7.48 | 0.10336 | 0 | 27.44
0 | 0 | 0 | 0 | 8.96 | 17.92 | 0.99999 | 0 | 7.48 | 0.10336 | 0 | 17.92
0 | 0 | 0 | 0 | 9.76 | 19.52 | 0.99999 | 0 | 7.48 | 0.10336 | 0 | 19.52
0 | 0 | 0 | 0 | 11.64 | 23.28 | 0.99999 | 0 | 7.48 | 0.10336 | 0 | 23.28
0 | 0 | 0 | 0 | 12.6 | 25.2 | 0.99999 | 0 | 7.48 | 0.10336 | 0 | 25.2
0 | 0 | 0 | 0 | 14.4 | 28.8 | 0.99999 | 0 | 7.48 | 0.10336 | 0 | 28.8
1.565 | 0 | 0 | 1.565 | 16 | 32 | 0.99999 | 0 | 7.48 | 0.10336 | 0 | 30.435
14.4669 | 0 | 0 | 14.4669 | 22.56 | 45.12 | 0.99999 | 0 | 7.48 | 0.10336 | 0 | 30.6531
31.203 | 0 | 0 | 31.203 | 23.4 | 46.8 | 0.99999 | 0 | 7.48 | 0.10336 | 0 | 15.597
46.247 | 0 | 0 | 46.247 | 31.72 | 63.44 | 0.99999 | 0 | 7.48 | 0.10336 | 0 | 17.193
58.2587 | 0 | 0 | 58.2587 | 36.52 | 73.04 | 0.99999 | 0 | 7.48 | 0.10336 | 0 | 14.7813
65.2623 | 0 | 0 | 65.2623 | 41.92 | 83.84 | 0.99999 | 0 | 11.23 | 0.12409 | 0 | 18.5777
70.0552 | 0 | 0 | 70.0552 | 47.08 | 94.16 | 0.99999 | 0 | 11.23 | 0.12409 | 0 | 24.1048
69.889 | 0 | 0 | 69.889 | 50.56 | 101.12 | 0.99999 | 0 | 11.23 | 0.12409 | 0 | 31.231
66.1622 | 0 | 0 | 66.1622 | 48.76 | 97.52 | 0.99999 | 0 | 17.48 | 0.13136 | 0 | 31.3578
58.7674 | 0 | 0 | 58.7674 | 48 | 96 | 0.99999 | 0 | 17.48 | 0.13136 | 0 | 37.2326
47.186 | 0 | 0 | 47.186 | 49.32 | 98.64 | 0.99999 | 0 | 17.48 | 0.13136 | 0 | 51.454
31.4671 | 0 | 0 | 31.4671 | 47.68 | 95.36 | 0.2 | 2.1372 | 17.48 | 0.13136 | 0 | 61.7556
14.0169 | 0 | 0 | 14.0169 | 49.36 | 98.72 | 0.2 | 0 | 11.23 | 0.12409 | 0 | 84.7031
1.4672 | 0 | 0 | 1.4672 | 45.88 | 91.76 | 0.2 | 0 | 11.23 | 0.12409 | 0 | 90.2928
0 | 0 | 0 | 0 | 40.84 | 81.68 | 0.2 | 0 | 11.23 | 0.12409 | 0 | 81.68
0 | 0 | 0 | 0 | 41.64 | 83.28 | 0.24166 | 0 | 7.48 | 0.10336 | 0.12386 | 83.28
0 | 0 | 0 | 0 | 39.64 | 79.28 | 0.24166 | 0 | 7.48 | 0.10336 | 0 | 79.28
0 | 0 | 0 | 0 | 25.68 | 51.36 | 0.24166 | 0 | 7.48 | 0.10336 | 0 | 51.36
0 | 0 | 0 | 0 | 12.16 | 24.32 | 0.24166 | 0 | 7.48 | 0.10336 | 0 | 24.32
0 | 0 | 0 | 0 | 9.72 | 19.44 | 0.24166 | 0 | 7.48 | 0.10336 | 0 | 19.44
0 | 0 | 0 | 0 | 10.44 | 20.88 | 0.24166 | 0 | 7.48 | 0.10336 | 0 | 20.88
0 | 0 | 0 | 0 | 11.56 | 23.12 | 0.24166 | 0 | 7.48 | 0.10336 | 0 | 23.12
0 | 0 | 0 | 0 | 12.4 | 24.8 | 0.24166 | 0 | 7.48 | 0.10336 | 0 | 24.8
0 | 0 | 0 | 0 | 14.4 | 28.8 | 0.24166 | 0 | 7.48 | 0.10336 | 0 | 28.8
1.6726 | 0 | 0 | 1.6726 | 16.36 | 32.72 | 0.24166 | 0 | 7.48 | 0.10336 | 0 | 31.0474
13.9484 | 0 | 0 | 13.9484 | 22.52 | 45.04 | 0.24166 | 0 | 7.48 | 0.10336 | 0 | 31.0916
30.1466 | 0 | 0 | 30.1466 | 26.52 | 53.04 | 0.24166 | 0 | 7.48 | 0.10336 | 0 | 22.8934
45.1906 | 0 | 0 | 45.1906 | 38.08 | 76.16 | 0.24166 | 0 | 7.48 | 0.10336 | 0 | 30.9694
55.7155 | 0 | 0 | 55.7155 | 39.84 | 79.68 | 0.24166 | 0 | 7.48 | 0.10336 | 0 | 23.9645
64.2744 | 0 | 0 | 64.2744 | 45.36 | 90.72 | 0.24166 | 0 | 7.48 | 0.10336 | 0 | 26.4456
67.6783 | 0 | 0 | 67.6783 | 53.8 | 107.6 | 0.24166 | 0 | 7.48 | 0.10336 | 0 | 39.9217
68.6467 | 0 | 0 | 68.6467 | 51.44 | 102.88 | 0.24166 | 0 | 7.48 | 0.10336 | 0 | 34.2333
64.5482 | 0 | 0 | 64.5482 | 55 | 110 | 0.24166 | 0 | 7.48 | 0.10336 | 0 | 45.4518
56.8795 | 0 | 0 | 56.8795 | 58.8 | 117.6 | 0.24166 | 0 | 7.48 | 0.10336 | 0 | 60.7205
45.3667 | 0 | 0 | 45.3667 | 55.56 | 111.12 | 0.24166 | 0 | 7.48 | 0.10336 | 0 | 65.7533
29.9901 | 0 | 0 | 29.9901 | 55.92 | 111.84 | 0.24166 | 0 | 7.48 | 0.10336 | 0 | 81.8499
13.1268 | 0 | 0 | 13.1268 | 52.32 | 104.64 | 0.24166 | 0 | 7.48 | 0.10336 | 0 | 91.5132
1.6335 | 0 | 0 | 1.6335 | 52.84 | 105.68 | 0.24166 | 0 | 7.48 | 0.10336 | 0 | 104.046
0 | 0 | 0 | 0 | 53.4 | 106.8 | 0.24166 | 0 | 7.48 | 0.10336 | 0 | 106.8
0 | 0 | 0 | 0 | 48.2 | 96.4 | 0.24166 | 0 | 7.48 | 0.10336 | 0 | 96.4
0 | 0 | 0 | 0 | 43.96 | 87.92 | 0.24166 | 0 | 7.48 | 0.10336 | 0 | 87.92
0 | 0 | 0 | 0 | 40.36 | 80.72 | 0.24166 | 0 | 7.48 | 0.10336 | 0 | 80.72
0 | 0 | 0 | 0 | 24.08 | 48.16 | 0.24166 | 0 | 7.48 | 0.10336 | 0 | 48.16
0 | 0 | 0 | 0 | 18.68 | 37.36 | 0.24166 | 0 | 7.48 | 0.10336 | 0 | 37.36
0 | 0 | 0 | 0 | 21.12 | 42.24 | 0.24166 | 0 | 7.48 | 0.10336 | 0 | 42.24
0 | 0 | 0 | 0 | 20.88 | 41.76 | 0.24166 | 0 | 7.48 | 0.10336 | 0 | 41.76
0 | 0 | 0 | 0 | 26.12 | 52.24 | 0.24166 | 0 | 7.48 | 0.10336 | 0 | 52.24
0 | 0 | 0 | 0 | 24.16 | 48.32 | 0.24166 | 0 | 7.48 | 0.10336 | 0 | 48.32
1.9172 | 0 | 0 | 1.9172 | 20.96 | 41.92 | 0.24166 | 0 | 7.48 | 0.10336 | 0 | 40.0028
13.7039 | 0 | 0 | 13.7039 | 17.52 | 35.04 | 0.24166 | 0 | 7.48 | 0.10336 | 0 | 21.3361
29.7945 | 0 | 0 | 29.7945 | 33.76 | 67.52 | 0.24166 | 0 | 7.48 | 0.10336 | 0 | 37.7255
43.5473 | 0 | 0 | 43.5473 | 36.52 | 73.04 | 0.24166 | 0 | 7.48 | 0.10336 | 0 | 29.4927
55.1189 | 0 | 0 | 55.1189 | 38.96 | 77.92 | 0.24166 | 0 | 7.48 | 0.10336 | 0 | 22.8011
63.3842 | 0 | 0 | 63.3842 | 45.76 | 91.52 | 0.24166 | 0 | 7.48 | 0.10336 | 0 | 28.1358
66.5926 | 0 | 0 | 66.5926 | 48.32 | 96.64 | 0.24166 | 0 | 7.48 | 0.10336 | 0 | 30.0474
67.5805 | 0 | 0 | 67.5805 | 48.76 | 97.52 | 0.24166 | 0 | 7.48 | 0.10336 | 0 | 29.9395
64.4309 | 0 | 0 | 64.4309 | 53.4 | 106.8 | 0.24166 | 0 | 7.48 | 0.10336 | 0 | 42.3691
56.723 | 0 | 0 | 56.723 | 59 | 118 | 0.24166 | 0 | 7.48 | 0.10336 | 0 | 61.277
45.1221 | 0 | 0 | 45.1221 | 58.48 | 116.96 | 0.24166 | 0 | 7.48 | 0.10336 | 0 | 71.8379
29.8923 | 0 | 0 | 29.8923 | 52.16 | 104.32 | 0.24166 | 0 | 7.48 | 0.10336 | 0 | 74.4277
13.1953 | 0 | 0 | 13.1953 | 52.52 | 105.04 | 0.24166 | 0 | 7.48 | 0.10336 | 0 | 91.8447
1.6531 | 0 | 0 | 1.6531 | 42.24 | 84.48 | 0.24166 | 0 | 7.48 | 0.10336 | 0 | 82.8269
0 | 0 | 0 | 0 | 39.44 | 78.88 | 0.24166 | 0 | 7.48 | 0.10336 | 0 | 78.88
0 | 0 | 0 | 0 | 38.76 | 77.52 | 0.24166 | 0 | 7.48 | 0.10336 | 0 | 77.52
0 | 0 | 0 | 0 | 37.4 | 74.8 | 0.24166 | 0 | 7.48 | 0.10336 | 0 | 74.8
0 | 0 | 0 | 0 | 33.48 | 66.96 | 0.24166 | 0 | 7.48 | 0.10336 | 0 | 66.96
0 | 0 | 0 | 0 | 15.48 | 30.96 | 0.24166 | 0 | 7.48 | 0.10336 | 0 | 30.96
0 | 0 | 0 | 0 | 13.88 | 27.76 | 0.24166 | 0 | 7.48 | 0.10336 | 0 | 27.76
0 | 0 | 0 | 0 | 17.48 | 34.96 | 0.24166 | 0 | 7.48 | 0.10336 | 0 | 34.96
0 | 0 | 0 | 0 | 24.6 | 49.2 | 0.24166 | 0 | 7.48 | 0.10336 | 0 | 49.2
0 | 0 | 0 | 0 | 27.48 | 54.96 | 0.24166 | 0 | 7.48 | 0.10336 | 0 | 54.96
0 | 0 | 0 | 0 | 22.84 | 45.68 | 0.24166 | 0 | 7.48 | 0.10336 | 0 | 45.68
1.8683 | 0 | 0 | 1.8683 | 22.16 | 44.32 | 0.24166 | 0 | 7.48 | 0.10336 | 0 | 42.4517
13.7333 | 0 | 0 | 13.7333 | 25.6 | 51.2 | 0.24166 | 0 | 7.48 | 0.10336 | 0 | 37.4667
30.0488 | 0 | 0 | 30.0488 | 25.56 | 51.12 | 0.24166 | 0 | 7.48 | 0.10336 | 0 | 21.0712
45.3765 | 0 | 0 | 45.3765 | 26.56 | 53.12 | 0.24166 | 0 | 7.48 | 0.10336 | 0 | 7.7435
57.6229 | 0 | 0 | 57.6229 | 31.2 | 62.4 | 0.24166 | 0 | 7.48 | 0.10336 | 0 | 4.7771
66.172 | 2.2546 | 1.5173 | 62.4 | 31.2 | 62.4 | 0.99999 | 0 | 11.23 | 0.12409 | 0 | 0
69.7325 | 0 | 0 | 69.7325 | 38.72 | 77.44 | 0.99999 | 0 | 11.23 | 0.12409 | 0 | 7.7076
69.6835 | 0 | 0 | 69.6835 | 42 | 84 | 0.99999 | 0 | 11.23 | 0.12409 | 0 | 14.3165
65.8198 | 0 | 0 | 65.8198 | 45.72 | 91.44 | 0.99999 | 0 | 17.48 | 0.13136 | 0 | 25.6202
57.2317 | 0 | 0 | 57.2317 | 45.84 | 91.68 | 0.99999 | 0 | 17.48 | 0.13136 | 0 | 34.4483
45.8655 | 0 | 0 | 45.8655 | 45.44 | 90.88 | 0.99999 | 0 | 17.48 | 0.13136 | 0 | 45.0145
30.6455 | 0 | 0 | 30.6455 | 46.72 | 93.44 | 0.2 | 2.1372 | 17.48 | 0.13136 | 0 | 60.6573
13.3322 | 0 | 0 | 13.3322 | 45.48 | 90.96 | 0.2 | 0 | 11.23 | 0.12409 | 0 | 77.6278
1.5161 | 0 | 0 | 1.5161 | 42.88 | 85.76 | 0.2 | 0 | 11.23 | 0.12409 | 0 | 84.2439
0 | 0 | 0 | 0 | 40.52 | 81.04 | 0.2 | 0 | 11.23 | 0.12409 | 0 | 81.04
0 | 0 | 0 | 0 | 37.88 | 75.76 | 0.95833 | 0 | 7.48 | 0.10336 | 2.2546 | 75.76
0 | 0 | 0 | 0 | 38.84 | 77.68 | 0.99999 | 0 | 7.48 | 0.10336 | 0.12386 | 77.68
0 | 0 | 0 | 0 | 36.16 | 72.32 | 0.99999 | 0 | 7.48 | 0.10336 | 0 | 72.32
0 | 0 | 0 | 0 | 18.52 | 37.04 | 0.99999 | 0 | 7.48 | 0.10336 | 0 | 37.04
0 | 0 | 0 | 0 | 14.6 | 29.2 | 0.99999 | 0 | 7.48 | 0.10336 | 0 | 29.2
0 | 0 | 0 | 0 | 15.04 | 30.08 | 0.99999 | 0 | 7.48 | 0.10336 | 0 | 30.08
0 | 0 | 0 | 0 | 13.4 | 26.8 | 0.99999 | 0 | 7.48 | 0.10336 | 0 | 26.8
0 | 0 | 0 | 0 | 12.4 | 24.8 | 0.99999 | 0 | 7.48 | 0.10336 | 0 | 24.8
0 | 0 | 0 | 0 | 14.56 | 29.12 | 0.99999 | 0 | 7.48 | 0.10336 | 0 | 29.12
1.6335 | 0 | 0 | 1.6335 | 16.48 | 32.96 | 0.99999 | 0 | 7.48 | 0.10336 | 0 | 31.3265
3.9713 | 0 | 0 | 3.9713 | 22.12 | 44.24 | 0.99999 | 0 | 7.48 | 0.10336 | 0 | 40.2687
14.3788 | 0 | 0 | 14.3788 | 25.88 | 51.76 | 0.99999 | 0 | 7.48 | 0.10336 | 0 | 37.3812
48.0859 | 0 | 0 | 48.0859 | 35.92 | 71.84 | 0.99999 | 0 | 7.48 | 0.10336 | 0 | 23.7541
59.0119 | 0 | 0 | 59.0119 | 43.6 | 87.2 | 0.99999 | 0 | 7.48 | 0.10336 | 0 | 28.1881
68.0402 | 0 | 0 | 68.0402 | 46.52 | 93.04 | 0.99999 | 0 | 11.23 | 0.12409 | 0 | 24.9998
72.8234 | 0 | 0 | 72.8234 | 52.68 | 105.36 | 0.99999 | 0 | 11.23 | 0.12409 | 0 | 32.5366
72.706 | 0 | 0 | 72.706 | 48.92 | 97.84 | 0.99999 | 0 | 11.23 | 0.12409 | 0 | 25.134
68.7152 | 0 | 0 | 68.7152 | 50.76 | 101.52 | 0.99999 | 0 | 17.48 | 0.13136 | 0 | 32.8048
60.8606 | 0 | 0 | 60.8606 | 51.64 | 103.28 | 0.99999 | 0 | 17.48 | 0.13136 | 0 | 42.4194
48.7707 | 0 | 0 | 48.7707 | 51.92 | 103.84 | 0.99999 | 0 | 17.48 | 0.13136 | 0 | 55.0693
32.2497 | 0 | 0 | 32.2497 | 51.76 | 103.52 | 0.2 | 2.1372 | 17.48 | 0.13136 | 0 | 69.1331
14.0169 | 0 | 0 | 14.0169 | 52.08 | 104.16 | 0.2 | 0 | 11.23 | 0.12409 | 0 | 90.1431
1.3988 | 0 | 0 | 1.3988 | 51.88 | 103.76 | 0.2 | 0 | 11.23 | 0.12409 | 0 | 102.361
0 | 0 | 0 | 0 | 49.24 | 98.48 | 0.2 | 0 | 11.23 | 0.12409 | 0 | 98.48
0 | 0 | 0 | 0 | 47.6 | 95.2 | 0.95833 | 0 | 7.48 | 0.10336 | 2.2546 | 95.2
0 | 0 | 0 | 0 | 46.84 | 93.68 | 0.99999 | 0 | 7.48 | 0.10336 | 0.12386 | 93.68
0 | 0 | 0 | 0 | 39.2 | 78.4 | 0.99999 | 0 | 7.48 | 0.10336 | 0 | 78.4
0 | 0 | 0 | 0 | 20.72 | 41.44 | 0.99999 | 0 | 7.48 | 0.10336 | 0 | 41.44
0 | 0 | 0 | 0 | 16.28 | 32.56 | 0.99999 | 0 | 7.48 | 0.10336 | 0 | 32.56
0 | 0 | 0 | 0 | 18.56 | 37.12 | 0.99999 | 0 | 7.48 | 0.10336 | 0 | 37.12
0 | 0 | 0 | 0 | 20.08 | 40.16 | 0.99999 | 0 | 7.48 | 0.10336 | 0 | 40.16
0 | 0 | 0 | 0 | 20.92 | 41.84 | 0.99999 | 0 | 7.48 | 0.10336 | 0 | 41.84
0 | 0 | 0 | 0 | 20.8 | 41.6 | 0.99999 | 0 | 7.48 | 0.10336 | 0 | 41.6
1.565 | 0 | 0 | 1.565 | 21.52 | 43.04 | 0.99999 | 0 | 7.48 | 0.10336 | 0 | 41.475
2.1617 | 0 | 0 | 2.1617 | 22.44 | 44.88 | 0.99999 | 0 | 7.48 | 0.10336 | 0 | 42.7183
10.6325 | 0 | 0 | 10.6325 | 30.6 | 61.2 | 0.99999 | 0 | 7.48 | 0.10336 | 0 | 50.5675
42.6083 | 0 | 0 | 42.6083 | 43 | 86 | 0.99999 | 0 | 7.48 | 0.10336 | 0 | 43.3917
59.5108 | 0 | 0 | 59.5108 | 45.68 | 91.36 | 0.99999 | 0 | 7.48 | 0.10336 | 0 | 31.8492
68.4119 | 0 | 0 | 68.4119 | 47.36 | 94.72 | 0.99999 | 0 | 11.23 | 0.12409 | 0 | 26.3081
73.0973 | 0 | 0 | 73.0973 | 52.76 | 105.52 | 0.99999 | 0 | 11.23 | 0.12409 | 0 | 32.4227
72.8723 | 0 | 0 | 72.8723 | 51 | 102 | 0.99999 | 0 | 11.23 | 0.12409 | 0 | 29.1277
68.8032 | 0 | 0 | 68.8032 | 51.68 | 103.36 | 0.99999 | 0 | 17.48 | 0.13136 | 0 | 34.5568
60.89 | 0 | 0 | 60.89 | 52.4 | 104.8 | 0.99999 | 0 | 17.48 | 0.13136 | 0 | 43.91
48.7413 | 0 | 0 | 48.7413 | 54.92 | 109.84 | 0.99999 | 0 | 17.48 | 0.13136 | 0 | 61.0987
32.2203 | 0 | 0 | 32.2203 | 52.8 | 105.6 | 0.2 | 2.1372 | 17.48 | 0.13136 | 0 | 71.2425
14.1245 | 0 | 0 | 14.1245 | 52.6 | 105.2 | 0.2 | 0 | 11.23 | 0.12409 | 0 | 91.0755
1.4085 | 0 | 0 | 1.4085 | 51.48 | 102.96 | 0.2 | 0 | 11.23 | 0.12409 | 0 | 101.551
0 | 0 | 0 | 0 | 50.04 | 100.08 | 0.2 | 0 | 11.23 | 0.12409 | 0 | 100.08
0 | 0 | 0 | 0 | 47.52 | 95.04 | 0.95833 | 0 | 7.48 | 0.10336 | 2.2546 | 95.04
0 | 0 | 0 | 0 | 43.28 | 86.56 | 0.99999 | 0 | 7.48 | 0.10336 | 0.12386 | 86.56
0 | 0 | 0 | 0 | 36.24 | 72.48 | 0.99999 | 0 | 7.48 | 0.10336 | 0 | 72.48
0 | 0 | 0 | 0 | 16 | 32 | 0.99999 | 0 | 7.48 | 0.10336 | 0 | 32
0 | 0 | 0 | 0 | 9.52 | 19.04 | 0.99999 | 0 | 7.48 | 0.10336 | 0 | 19.04
0 | 0 | 0 | 0 | 13.04 | 26.08 | 0.99999 | 0 | 7.48 | 0.10336 | 0 | 26.08
0 | 0 | 0 | 0 | 13.88 | 27.76 | 0.99999 | 0 | 7.48 | 0.10336 | 0 | 27.76
0 | 0 | 0 | 0 | 15.96 | 31.92 | 0.99999 | 0 | 7.48 | 0.10336 | 0 | 31.92
0 | 0 | 0 | 0 | 16.28 | 32.56 | 0.99999 | 0 | 7.48 | 0.10336 | 0 | 32.56
1.6531 | 0 | 0 | 1.6531 | 18.24 | 36.48 | 0.99999 | 0 | 7.48 | 0.10336 | 0 | 34.8269
2.2595 | 0 | 0 | 2.2595 | 21.84 | 43.68 | 0.99999 | 0 | 7.48 | 0.10336 | 0 | 41.4205
12.5497 | 0 | 0 | 12.5497 | 27.04 | 54.08 | 0.99999 | 0 | 7.48 | 0.10336 | 0 | 41.5303
47.6164 | 0 | 0 | 47.6164 | 37.04 | 74.08 | 0.99999 | 0 | 7.48 | 0.10336 | 0 | 26.4636
59.6575 | 0 | 0 | 59.6575 | 44.08 | 88.16 | 0.99999 | 0 | 7.48 | 0.10336 | 0 | 28.5025
68.9499 | 0 | 0 | 68.9499 | 44.72 | 89.44 | 0.99999 | 0 | 11.23 | 0.12409 | 0 | 20.4901
73.8016 | 0 | 0 | 73.8016 | 44.68 | 89.36 | 0.99999 | 0 | 11.23 | 0.12409 | 0 | 15.5584
73.4201 | 0 | 0 | 73.4201 | 45.48 | 90.96 | 0.99999 | 0 | 11.23 | 0.12409 | 0 | 17.5399
69.2336 | 0 | 0 | 69.2336 | 52.4 | 104.8 | 0.99999 | 0 | 17.48 | 0.13136 | 0 | 35.5664
61.3203 | 0 | 0 | 61.3203 | 55.36 | 110.72 | 0.99999 | 0 | 17.48 | 0.13136 | 0 | 49.3997
49.0543 | 0 | 0 | 49.0543 | 53.96 | 107.92 | 0.99999 | 0 | 17.48 | 0.13136 | 0 | 58.8657
32.3475 | 0 | 0 | 32.3475 | 52.32 | 104.64 | 0.2 | 2.1372 | 17.48 | 0.13136 | 0 | 70.1553
13.9876 | 0 | 0 | 13.9876 | 51.96 | 103.92 | 0.2 | 0 | 11.23 | 0.12409 | 0 | 89.9324
1.3303 | 0 | 0 | 1.3303 | 53.16 | 106.32 | 0.2 | 0 | 11.23 | 0.12409 | 0 | 104.99
0 | 0 | 0 | 0 | 50.56 | 101.12 | 0.2 | 0 | 11.23 | 0.12409 | 0 | 101.12
0 | 0 | 0 | 0 | 46.48 | 92.96 | 0.95833 | 0 | 7.48 | 0.10336 | 2.2546 | 92.96
0 | 0 | 0 | 0 | 41.12 | 82.24 | 0.99999 | 0 | 7.48 | 0.10336 | 0.12386 | 82.24
0 | 0 | 0 | 0 | 34.48 | 68.96 | 0.99999 | 0 | 7.48 | 0.10336 | 0 | 68.96
0 | 0 | 0 | 0 | 16.04 | 32.08 | 0.99999 | 0 | 7.48 | 0.10336 | 0 | 32.08
0 | 0 | 0 | 0 | 11.32 | 22.64 | 0.99999 | 0 | 7.48 | 0.10336 | 0 | 22.64
0 | 0 | 0 | 0 | 13.28 | 26.56 | 0.99999 | 0 | 7.48 | 0.10336 | 0 | 26.56
0 | 0 | 0 | 0 | 15.84 | 31.68 | 0.99999 | 0 | 7.48 | 0.10336 | 0 | 31.68
0 | 0 | 0 | 0 | 16.32 | 32.64 | 0.99999 | 0 | 7.48 | 0.10336 | 0 | 32.64
0 | 0 | 0 | 0 | 16.72 | 33.44 | 0.99999 | 0 | 7.48 | 0.10336 | 0 | 33.44
1.5748 | 0 | 0 | 1.5748 | 17.56 | 35.12 | 0.99999 | 0 | 7.48 | 0.10336 | 0 | 33.5452
5.7417 | 0 | 0 | 5.7417 | 21.92 | 43.84 | 0.99999 | 0 | 7.48 | 0.10336 | 0 | 38.0982
15.6406 | 0 | 0 | 15.6406 | 23.28 | 46.56 | 0.99999 | 0 | 7.48 | 0.10336 | 0 | 30.9194
48.0273 | 0 | 0 | 48.0273 | 26.32 | 52.64 | 0.99999 | 0 | 7.48 | 0.10336 | 0 | 4.6127
60.1661 | 0 | 0 | 60.1661 | 31.2 | 62.4 | 0.99999 | 0 | 7.48 | 0.10336 | 0 | 2.2339
69.3705 | 0 | 0 | 69.3705 | 37.44 | 74.88 | 0.99999 | 0 | 11.23 | 0.12409 | 0 | 5.5095
74.3102 | 0 | 0 | 74.3102 | 44 | 88 | 0.99999 | 0 | 11.23 | 0.12409 | 0 | 13.6898
74.183 | 0 | 0 | 74.183 | 41.2 | 82.4 | 0.99999 | 0 | 11.23 | 0.12409 | 0 | 8.217
70.0944 | 0 | 0 | 70.0944 | 42.68 | 85.36 | 0.99999 | 0 | 17.48 | 0.13136 | 0 | 15.2656
62.1322 | 0 | 0 | 62.1322 | 41.76 | 83.52 | 0.99999 | 0 | 17.48 | 0.13136 | 0 | 21.3878
49.7684 | 0 | 0 | 49.7684 | 44.56 | 89.12 | 0.99999 | 0 | 17.48 | 0.13136 | 0 | 39.3516
32.8855 | 0 | 0 | 32.8855 | 46.96 | 93.92 | 0.2 | 2.1372 | 17.48 | 0.13136 | 0 | 58.8973
14.0854 | 0 | 0 | 14.0854 | 46.04 | 92.08 | 0.2 | 0 | 11.23 | 0.12409 | 0 | 77.9946
1.3498 | 0 | 0 | 1.3498 | 45.92 | 91.84 | 0.2 | 0 | 11.23 | 0.12409 | 0 | 90.4902
0 | 0 | 0 | 0 | 45.12 | 90.24 | 0.2 | 0 | 11.23 | 0.12409 | 0 | 90.24
0 | 0 | 0 | 0 | 43.52 | 87.04 | 0.95833 | 0 | 7.48 | 0.10336 | 2.2546 | 87.04
0 | 0 | 0 | 0 | 41.56 | 83.12 | 0.99999 | 0 | 7.48 | 0.10336 | 0.12386 | 83.12
0 | 0 | 0 | 0 | 32.16 | 64.32 | 0.99999 | 0 | 7.48 | 0.10336 | 0 | 64.32
0 | 0 | 0 | 0 | 14.16 | 28.32 | 0.99999 | 0 | 7.48 | 0.10336 | 0 | 28.32
0 | 0 | 0 | 0 | 10.16 | 20.32 | 0.99999 | 0 | 7.48 | 0.10336 | 0 | 20.32
0 | 0 | 0 | 0 | 11.04 | 22.08 | 0.99999 | 0 | 7.48 | 0.10336 | 0 | 22.08
0 | 0 | 0 | 0 | 10.92 | 21.84 | 0.99999 | 0 | 7.48 | 0.10336 | 0 | 21.84
0 | 0 | 0 | 0 | 12.72 | 25.44 | 0.99999 | 0 | 7.48 | 0.10336 | 0 | 25.44
0 | 0 | 0 | 0 | 14.56 | 29.12 | 0.99999 | 0 | 7.48 | 0.10336 | 0 | 29.12
1.4281 | 0 | 0 | 1.4281 | 16.6 | 33.2 | 0.99999 | 0 | 7.48 | 0.10336 | 0 | 31.7719
14.6429 | 0 | 0 | 14.6429 | 22.52 | 45.04 | 0.99999 | 0 | 7.48 | 0.10336 | 0 | 30.3971
32.5822 | 0 | 0 | 32.5822 | 25.36 | 50.72 | 0.99999 | 0 | 7.48 | 0.10336 | 0 | 18.1378
48.6044 | 0 | 0 | 48.6044 | 26.16 | 52.32 | 0.99999 | 0 | 7.48 | 0.10336 | 0 | 3.7156
61.1247 | 0 | 0 | 61.1247 | 30.84 | 61.68 | 0.99999 | 0 | 7.48 | 0.10336 | 0 | 0.55529
69.9183 | 0 | 0 | 69.9183 | 37.52 | 75.04 | 0.99999 | 0 | 7.48 | 0.10336 | 0 | 5.1217
73.3516 | 0 | 0 | 73.3516 | 48.64 | 97.28 | 0.99999 | 0 | 7.48 | 0.10336 | 0 | 23.9284
73.1169 | 0 | 0 | 73.1169 | 44.84 | 89.68 | 0.99999 | 0 | 7.48 | 0.10336 | 0 | 16.5631
69.8009 | 0 | 0 | 69.8009 | 45.08 | 90.16 | 0.99999 | 0 | 7.48 | 0.10336 | 0 | 20.3591
60.9584 | 0 | 0 | 60.9584 | 50.84 | 101.68 | 0.99999 | 0 | 7.48 | 0.10336 | 0 | 40.7216
48.6239 | 0 | 0 | 48.6239 | 50.96 | 101.92 | 0.99999 | 0 | 7.48 | 0.10336 | 0 | 53.2961
31.8975 | 0 | 0 | 31.8975 | 48.32 | 96.64 | 0.99999 | 0 | 7.48 | 0.10336 | 0 | 64.7425
13.6648 | 0 | 0 | 13.6648 | 49.56 | 99.12 | 0.99999 | 0 | 7.48 | 0.10336 | 0 | 85.4552
1.2912 | 0 | 0 | 1.2912 | 48.24 | 96.48 | 0.99999 | 0 | 7.48 | 0.10336 | 0 | 95.1888
0 | 0 | 0 | 0 | 46.4 | 92.8 | 0.99999 | 0 | 7.48 | 0.10336 | 0 | 92.8
0 | 0 | 0 | 0 | 44.32 | 88.64 | 0.99999 | 0 | 7.48 | 0.10336 | 0 | 88.64
0 | 0 | 0 | 0 | 40.92 | 81.84 | 0.99999 | 0 | 7.48 | 0.10336 | 0 | 81.84
0 | 0 | 0 | 0 | 37.92 | 75.84 | 0.99999 | 0 | 7.48 | 0.10336 | 0 | 75.84
0 | 0 | 0 | 0 | 22.84 | 45.68 | 0.99999 | 0 | 7.48 | 0.10336 | 0 | 45.68
0 | 0 | 0 | 0 | 18.28 | 36.56 | 0.99999 | 0 | 7.48 | 0.10336 | 0 | 36.56
0 | 0 | 0 | 0 | 18.64 | 37.28 | 0.99999 | 0 | 7.48 | 0.10336 | 0 | 37.28
0 | 0 | 0 | 0 | 19.52 | 39.04 | 0.99999 | 0 | 7.48 | 0.10336 | 0 | 39.04
0 | 0 | 0 | 0 | 18.76 | 37.52 | 0.99999 | 0 | 7.48 | 0.10336 | 0 | 37.52
0 | 0 | 0 | 0 | 19.6 | 39.2 | 0.99999 | 0 | 7.48 | 0.10336 | 0 | 39.2
1.4574 | 0 | 0 | 1.4574 | 20.84 | 41.68 | 0.99999 | 0 | 7.48 | 0.10336 | 0 | 40.2226
14.4669 | 0 | 0 | 14.4669 | 20.96 | 41.92 | 0.99999 | 0 | 7.48 | 0.10336 | 0 | 27.4531
32.054 | 0 | 0 | 32.054 | 23.88 | 47.76 | 0.99999 | 0 | 7.48 | 0.10336 | 0 | 15.706
46.7263 | 0 | 0 | 46.7263 | 28.12 | 56.24 | 0.99999 | 0 | 7.48 | 0.10336 | 0 | 9.5137
59.2467 | 0 | 0 | 59.2467 | 32.08 | 64.16 | 0.99999 | 0 | 7.48 | 0.10336 | 0 | 4.9133
68.1381 | 0 | 0 | 68.1381 | 35.68 | 71.36 | 0.99999 | 0 | 7.48 | 0.10336 | 0 | 3.2219
72.843 | 0 | 0 | 72.843 | 38.88 | 77.76 | 0.99999 | 0 | 7.48 | 0.10336 | 0 | 4.917
72.2267 | 0 | 0 | 72.2267 | 39.04 | 78.08 | 0.99999 | 0 | 7.48 | 0.10336 | 0 | 5.8533
68.5195 | 0 | 0 | 68.5195 | 40.12 | 80.24 | 0.99999 | 0 | 7.48 | 0.10336 | 0 | 11.7205
60.5378 | 0 | 0 | 60.5378 | 40.48 | 80.96 | 0.99999 | 0 | 7.48 | 0.10336 | 0 | 20.4222
47.548 | 0 | 0 | 47.548 | 40.96 | 81.92 | 0.99999 | 0 | 7.48 | 0.10336 | 0 | 34.372
31.5356 | 0 | 0 | 31.5356 | 44.24 | 88.48 | 0.99999 | 0 | 7.48 | 0.10336 | 0 | 56.9444
13.3616 | 0 | 0 | 13.3616 | 44.52 | 89.04 | 0.99999 | 0 | 7.48 | 0.10336 | 0 | 75.6784
1.3498 | 0 | 0 | 1.3498 | 41.88 | 83.76 | 0.99999 | 0 | 7.48 | 0.10336 | 0 | 82.4102
0 | 0 | 0 | 0 | 39.44 | 78.88 | 0.99999 | 0 | 7.48 | 0.10336 | 0 | 78.88
0 | 0 | 0 | 0 | 38.72 | 77.44 | 0.99999 | 0 | 7.48 | 0.10336 | 0 | 77.44
0 | 0 | 0 | 0 | 39.56 | 79.12 | 0.99999 | 0 | 7.48 | 0.10336 | 0 | 79.12
0 | 0 | 0 | 0 | 39.12 | 78.24 | 0.99999 | 0 | 7.48 | 0.10336 | 0 | 78.24
0 | 0 | 0 | 0 | 20.16 | 40.32 | 0.99999 | 0 | 7.48 | 0.10336 | 0 | 40.32
0 | 0 | 0 | 0 | 14.92 | 29.84 | 0.99999 | 0 | 7.48 | 0.10336 | 0 | 29.84
0 | 0 | 0 | 0 | 15.88 | 31.76 | 0.99999 | 0 | 7.48 | 0.10336 | 0 | 31.76
0 | 0 | 0 | 0 | 17.88 | 35.76 | 0.99999 | 0 | 7.48 | 0.10336 | 0 | 35.76
0 | 0 | 0 | 0 | 19.48 | 38.96 | 0.99999 | 0 | 7.48 | 0.10336 | 0 | 38.96
0 | 0 | 0 | 0 | 20.52 | 41.04 | 0.99999 | 0 | 7.48 | 0.10336 | 0 | 41.04
1.4672 | 0 | 0 | 1.4672 | 20 | 40 | 0.99999 | 0 | 7.48 | 0.10336 | 0 | 38.5328
13.2931 | 0 | 0 | 13.2931 | 17.44 | 34.88 | 0.99999 | 0 | 7.48 | 0.10336 | 0 | 21.5869
29.7749 | 0 | 0 | 29.7749 | 16.84 | 33.68 | 0.99999 | 0 | 7.48 | 0.10336 | 0 | 3.9051
44.0071 | 0 | 0 | 44.0071 | 23.84 | 47.68 | 0.99999 | 0 | 7.48 | 0.10336 | 0 | 3.6729
54.5907 | 0 | 0 | 54.5907 | 30.76 | 61.52 | 0.99999 | 0 | 7.48 | 0.10336 | 0 | 6.9293
64.382 | 0 | 0 | 64.382 | 37 | 74 | 0.99999 | 0 | 11.23 | 0.12409 | 0 | 9.618
67.8153 | 0 | 0 | 67.8153 | 39.64 | 79.28 | 0.99999 | 0 | 11.23 | 0.12409 | 0 | 11.4647
68.8326 | 0 | 0 | 68.8326 | 41.64 | 83.28 | 0.99999 | 0 | 11.23 | 0.12409 | 0 | 14.4474
63.2669 | 0 | 0 | 63.2669 | 47.84 | 95.68 | 0.99999 | 0 | 17.48 | 0.13136 | 0 | 32.4131
55.8818 | 0 | 0 | 55.8818 | 47.44 | 94.88 | 0.99999 | 0 | 17.48 | 0.13136 | 0 | 38.9982
44.2809 | 0 | 0 | 44.2809 | 48.92 | 97.84 | 0.99999 | 0 | 17.48 | 0.13136 | 0 | 53.5591
29.5011 | 0 | 0 | 29.5011 | 46 | 92 | 0.2 | 2.1372 | 17.48 | 0.13136 | 0 | 60.3617
12.491 | 0 | 0 | 12.491 | 44.4 | 88.8 | 0.2 | 0 | 11.23 | 0.12409 | 0 | 76.309
1.3107 | 0 | 0 | 1.3107 | 41.36 | 82.72 | 0.2 | 0 | 11.23 | 0.12409 | 0 | 81.4093
0 | 0 | 0 | 0 | 36 | 72 | 0.2 | 0 | 11.23 | 0.12409 | 0 | 72
0 | 0 | 0 | 0 | 35.6 | 71.2 | 0.95833 | 0 | 7.48 | 0.10336 | 2.2546 | 71.2
0 | 0 | 0 | 0 | 35.44 | 70.88 | 0.99999 | 0 | 7.48 | 0.10336 | 0.12386 | 70.88
0 | 0 | 0 | 0 | 31.2 | 62.4 | 0.99999 | 0 | 7.48 | 0.10336 | 0 | 62.4
0 | 0 | 0 | 0 | 14.08 | 28.16 | 0.99999 | 0 | 7.48 | 0.10336 | 0 | 28.16
0 | 0 | 0 | 0 | 8.92 | 17.84 | 0.99999 | 0 | 7.48 | 0.10336 | 0 | 17.84
0 | 0 | 0 | 0 | 10.24 | 20.48 | 0.99999 | 0 | 7.48 | 0.10336 | 0 | 20.48
0 | 0 | 0 | 0 | 12.8 | 25.6 | 0.99999 | 0 | 7.48 | 0.10336 | 0 | 25.6
0 | 0 | 0 | 0 | 13.56 | 27.12 | 0.99999 | 0 | 7.48 | 0.10336 | 0 | 27.12
0 | 0 | 0 | 0 | 14.48 | 28.96 | 0.99999 | 0 | 7.48 | 0.10336 | 0 | 28.96
1.4574 | 0 | 0 | 1.4574 | 16.48 | 32.96 | 0.99999 | 0 | 7.48 | 0.10336 | 0 | 31.5026
13.0975 | 0 | 0 | 13.0975 | 22.92 | 45.84 | 0.99999 | 0 | 7.48 | 0.10336 | 0 | 32.7425
30.0195 | 0 | 0 | 30.0195 | 28.6 | 57.2 | 0.99999 | 0 | 7.48 | 0.10336 | 0 | 27.1805
44.0755 | 0 | 0 | 44.0755 | 40.76 | 81.52 | 0.99999 | 0 | 7.48 | 0.10336 | 0 | 37.4445
56.2535 | 0 | 0 | 56.2535 | 44.84 | 89.68 | 0.99999 | 0 | 7.48 | 0.10336 | 0 | 33.4265
64.6558 | 0 | 0 | 64.6558 | 45.4 | 90.8 | 0.99999 | 0 | 11.23 | 0.12409 | 0 | 26.1442
69.1749 | 0 | 0 | 69.1749 | 49.04 | 98.08 | 0.99999 | 0 | 11.23 | 0.12409 | 0 | 28.9051
68.9988 | 0 | 0 | 68.9988 | 50.04 | 100.08 | 0.99999 | 0 | 11.23 | 0.12409 | 0 | 31.0812
65.5264 | 0 | 0 | 65.5264 | 56 | 112 | 0.99999 | 0 | 17.48 | 0.13136 | 0 | 46.4736
57.6523 | 0 | 0 | 57.6523 | 55.68 | 111.36 | 0.99999 | 0 | 17.48 | 0.13136 | 0 | 53.7077
45.083 | 0 | 0 | 45.083 | 52 | 104 | 0.99999 | 0 | 17.48 | 0.13136 | 0 | 58.917
29.0022 | 0 | 0 | 29.0022 | 50.36 | 100.72 | 0.2 | 2.1372 | 17.48 | 0.13136 | 0 | 69.5806
12.0313 | 0 | 0 | 12.0313 | 50.84 | 101.68 | 0.2 | 0 | 11.23 | 0.12409 | 0 | 89.6487
1.1347 | 0 | 0 | 1.1347 | 52.08 | 104.16 | 0.2 | 0 | 11.23 | 0.12409 | 0 | 103.025
0 | 0 | 0 | 0 | 51.76 | 103.52 | 0.2 | 0 | 11.23 | 0.12409 | 0 | 103.52
0 | 0 | 0 | 0 | 48.84 | 97.68 | 0.95833 | 0 | 7.48 | 0.10336 | 2.2546 | 97.68
0 | 0 | 0 | 0 | 46.72 | 93.44 | 0.99999 | 0 | 7.48 | 0.10336 | 0.12386 | 93.44
0 | 0 | 0 | 0 | 33.4 | 66.8 | 0.99999 | 0 | 7.48 | 0.10336 | 0 | 66.8
0 | 0 | 0 | 0 | 14.08 | 28.16 | 0.99999 | 0 | 7.48 | 0.10336 | 0 | 28.16
0 | 0 | 0 | 0 | 9.16 | 18.32 | 0.99999 | 0 | 7.48 | 0.10336 | 0 | 18.32
0 | 0 | 0 | 0 | 9.92 | 19.84 | 0.99999 | 0 | 7.48 | 0.10336 | 0 | 19.84
0 | 0 | 0 | 0 | 13.6 | 27.2 | 0.99999 | 0 | 7.48 | 0.10336 | 0 | 27.2
0 | 0 | 0 | 0 | 13.4 | 26.8 | 0.99999 | 0 | 7.48 | 0.10336 | 0 | 26.8
0 | 0 | 0 | 0 | 15 | 30 | 0.99999 | 0 | 7.48 | 0.10336 | 0 | 30
1.3009 | 0 | 0 | 1.3009 | 17.28 | 34.56 | 0.99999 | 0 | 7.48 | 0.10336 | 0 | 33.2591
12.7453 | 0 | 0 | 12.7453 | 22.32 | 44.64 | 0.99999 | 0 | 7.48 | 0.10336 | 0 | 31.8947
29.0902 | 0 | 0 | 29.0902 | 30.52 | 61.04 | 0.99999 | 0 | 7.48 | 0.10336 | 0 | 31.9498
43.4886 | 0 | 0 | 43.4886 | 41.68 | 83.36 | 0.99999 | 0 | 7.48 | 0.10336 | 0 | 39.8714
54.1603 | 0 | 0 | 54.1603 | 46.28 | 92.56 | 0.99999 | 0 | 7.48 | 0.10336 | 0 | 38.3997
63.8244 | 0 | 0 | 63.8244 | 51.6 | 103.2 | 0.99999 | 0 | 11.23 | 0.12409 | 0 | 39.3756
67.0719 | 0 | 0 | 67.0719 | 52.6 | 105.2 | 0.99999 | 0 | 11.23 | 0.12409 | 0 | 38.1281
66.9447 | 0 | 0 | 66.9447 | 59.72 | 119.44 | 0.99999 | 0 | 11.23 | 0.12409 | 0 | 52.4953
63.3745 | 0 | 0 | 63.3745 | 65 | 130 | 0.99999 | 0 | 17.48 | 0.13136 | 0 | 66.6255
55.9796 | 0 | 0 | 55.9796 | 64.96 | 129.92 | 0.99999 | 0 | 17.48 | 0.13136 | 0 | 73.9404
44.5353 | 0 | 0 | 44.5353 | 60.28 | 120.56 | 0.99999 | 0 | 17.48 | 0.13136 | 0 | 76.0247
28.5523 | 0 | 0 | 28.5523 | 54.28 | 108.56 | 0.2 | 2.1372 | 17.48 | 0.13136 | 0 | 77.8705
11.8552 | 0 | 0 | 11.8552 | 55.32 | 110.64 | 0.2 | 0 | 11.23 | 0.12409 | 0 | 98.7848
1.1347 | 0 | 0 | 1.1347 | 54.96 | 109.92 | 0.2 | 0 | 11.23 | 0.12409 | 0 | 108.785
0 | 0 | 0 | 0 | 53.16 | 106.32 | 0.2 | 0 | 11.23 | 0.12409 | 0 | 106.32
0 | 0 | 0 | 0 | 49.6 | 99.2 | 0.95833 | 0 | 7.48 | 0.10336 | 2.2546 | 99.2
0 | 0 | 0 | 0 | 41.92 | 83.84 | 0.99999 | 0 | 7.48 | 0.10336 | 0.12386 | 83.84
0 | 0 | 0 | 0 | 34.68 | 69.36 | 0.99999 | 0 | 7.48 | 0.10336 | 0 | 69.36
0 | 0 | 0 | 0 | 15.28 | 30.56 | 0.99999 | 0 | 7.48 | 0.10336 | 0 | 30.56
0 | 0 | 0 | 0 | 9.52 | 19.04 | 0.99999 | 0 | 7.48 | 0.10336 | 0 | 19.04
0 | 0 | 0 | 0 | 16.88 | 33.76 | 0.99999 | 0 | 7.48 | 0.10336 | 0 | 33.76
0 | 0 | 0 | 0 | 24.52 | 49.04 | 0.99999 | 0 | 7.48 | 0.10336 | 0 | 49.04
0 | 0 | 0 | 0 | 23.96 | 47.92 | 0.99999 | 0 | 7.48 | 0.10336 | 0 | 47.92
0 | 0 | 0 | 0 | 22.52 | 45.04 | 0.99999 | 0 | 7.48 | 0.10336 | 0 | 45.04
0.69449 | 0 | 0 | 0.69449 | 22.48 | 44.96 | 0.99999 | 0 | 7.48 | 0.10336 | 0 | 44.2655
10.6325 | 0 | 0 | 10.6325 | 29.36 | 58.72 | 0.99999 | 0 | 7.48 | 0.10336 | 0 | 48.0875
22.1454 | 0 | 0 | 22.1454 | 35.56 | 71.12 | 0.99999 | 0 | 7.48 | 0.10336 | 0 | 48.9746
39.2141 | 0 | 0 | 39.2141 | 41.48 | 82.96 | 0.99999 | 0 | 7.48 | 0.10336 | 0 | 43.7459
48.5848 | 0 | 0 | 48.5848 | 45.28 | 90.56 | 0.99999 | 0 | 7.48 | 0.10336 | 0 | 41.9752
53.5636 | 0 | 0 | 53.5636 | 47.72 | 95.44 | 0.99999 | 0 | 11.23 | 0.12409 | 0 | 41.8764
53.2212 | 0 | 0 | 53.2212 | 55.04 | 110.08 | 0.99999 | 0 | 11.23 | 0.12409 | 0 | 56.8588
55.7253 | 0 | 0 | 55.7253 | 60.6 | 121.2 | 0.99999 | 0 | 11.23 | 0.12409 | 0 | 65.4747
43.8995 | 0 | 0 | 43.8995 | 54.8 | 109.6 | 0.99999 | 0 | 17.48 | 0.13136 | 0 | 65.7005
39.5467 | 0 | 0 | 39.5467 | 49.72 | 99.44 | 0.99999 | 0 | 17.48 | 0.13136 | 0 | 59.8933
27.8089 | 0 | 0 | 27.8089 | 50.2 | 100.4 | 0.99999 | 0 | 17.48 | 0.13136 | 0 | 72.5911
17.2937 | 0 | 0 | 17.2937 | 53.08 | 106.16 | 0.2 | 2.1372 | 17.48 | 0.13136 | 0 | 86.7291
5.1646 | 0 | 0 | 5.1646 | 52.48 | 104.96 | 0.2 | 0 | 11.23 | 0.12409 | 0 | 99.7954
0.44995 | 0 | 0 | 0.44995 | 50.88 | 101.76 | 0.2 | 0 | 11.23 | 0.12409 | 0 | 101.31
0 | 0 | 0 | 0 | 49.84 | 99.68 | 0.2 | 0 | 11.23 | 0.12409 | 0 | 99.68
0 | 0 | 0 | 0 | 45.36 | 90.72 | 0.95833 | 0 | 7.48 | 0.10336 | 2.2546 | 90.72
0 | 0 | 0 | 0 | 40.72 | 81.44 | 0.99999 | 0 | 7.48 | 0.10336 | 0.12386 | 81.44
0 | 0 | 0 | 0 | 32.04 | 64.08 | 0.99999 | 0 | 7.48 | 0.10336 | 0 | 64.08
0 | 0 | 0 | 0 | 16.24 | 32.48 | 0.99999 | 0 | 7.48 | 0.10336 | 0 | 32.48
0 | 0 | 0 | 0 | 11.52 | 23.04 | 0.99999 | 0 | 7.48 | 0.10336 | 0 | 23.04
0 | 0 | 0 | 0 | 17.4 | 34.8 | 0.99999 | 0 | 7.48 | 0.10336 | 0 | 34.8
0 | 0 | 0 | 0 | 21.92 | 43.84 | 0.99999 | 0 | 7.48 | 0.10336 | 0 | 43.84
0 | 0 | 0 | 0 | 24.48 | 48.96 | 0.99999 | 0 | 7.48 | 0.10336 | 0 | 48.96
0 | 0 | 0 | 0 | 26.72 | 53.44 | 0.99999 | 0 | 7.48 | 0.10336 | 0 | 53.44
0 | 0 | 0 | 0 | 26.4 | 52.8 | 0.99999 | 0 | 7.48 | 0.10336 | 0 | 52.8
0.029345 | 0 | 0 | 0.029345 | 29.28 | 58.56 | 0.99999 | 0 | 7.48 | 0.10336 | 0 | 58.5307
2.1519 | 0 | 0 | 2.1519 | 31.04 | 62.08 | 0.99999 | 0 | 7.48 | 0.10336 | 0 | 59.9281
3.7561 | 0 | 0 | 3.7561 | 51.56 | 103.12 | 0.99999 | 0 | 7.48 | 0.10336 | 0 | 99.3639
12.9116 | 0 | 0 | 12.9116 | 49.52 | 99.04 | 0.99999 | 0 | 7.48 | 0.10336 | 0 | 86.1284
29.5695 | 0 | 0 | 29.5695 | 56.68 | 113.36 | 0.99999 | 0 | 11.23 | 0.12409 | 0 | 83.7905
38.2653 | 0 | 0 | 38.2653 | 59.8 | 119.6 | 0.99999 | 0 | 11.23 | 0.12409 | 0 | 81.3347
54.1798 | 0 | 0 | 54.1798 | 62.92 | 125.84 | 0.99999 | 0 | 11.23 | 0.12409 | 0 | 71.6602
38.549 | 0 | 0 | 38.549 | 63.56 | 127.12 | 0.99999 | 0 | 17.48 | 0.13136 | 0 | 88.571
26.5568 | 0 | 0 | 26.5568 | 62.16 | 124.32 | 0.99999 | 0 | 17.48 | 0.13136 | 0 | 97.7632
9.9087 | 0 | 0 | 9.9087 | 63.2 | 126.4 | 0.2 | 2.1372 | 17.48 | 0.13136 | 0 | 114.354
10.7108 | 0 | 0 | 10.7108 | 61.64 | 123.28 | 0.2 | 0 | 17.48 | 0.13136 | 0 | 112.569
9.8402 | 0 | 0 | 9.8402 | 60.76 | 121.52 | 0.2 | 0 | 11.23 | 0.12409 | 0 | 111.68
0.51842 | 0 | 0 | 0.51842 | 60.52 | 121.04 | 0.2 | 0 | 11.23 | 0.12409 | 0 | 120.522
0 | 0 | 0 | 0 | 54.96 | 109.92 | 0.2 | 0 | 11.23 | 0.12409 | 0 | 109.92
0 | 0 | 0 | 0 | 54.64 | 109.28 | 0.2 | 0 | 7.48 | 0.10336 | 0 | 109.28
0 | 0 | 0 | 0 | 53.32 | 106.64 | 0.2 | 0 | 7.48 | 0.10336 | 0 | 106.64
0 | 0 | 0 | 0 | 45.88 | 91.76 | 0.2 | 0 | 7.48 | 0.10336 | 0 | 91.76
0 | 0 | 0 | 0 | 20.92 | 41.84 | 0.2 | 0 | 7.48 | 0.10336 | 0 | 41.84
0 | 0 | 0 | 0 | 14.72 | 29.44 | 0.2 | 0 | 7.48 | 0.10336 | 0 | 29.44
0 | 0 | 0 | 0 | 26.16 | 52.32 | 0.2 | 0 | 7.48 | 0.10336 | 0 | 52.32
0 | 0 | 0 | 0 | 32.4 | 64.8 | 0.2 | 0 | 7.48 | 0.10336 | 0 | 64.8
0 | 0 | 0 | 0 | 33.68 | 67.36 | 0.2 | 0 | 7.48 | 0.10336 | 0 | 67.36
0 | 0 | 0 | 0 | 33.64 | 67.28 | 0.2 | 0 | 7.48 | 0.10336 | 0 | 67.28
0.96837 | 0 | 0 | 0.96837 | 30.32 | 60.64 | 0.2 | 0 | 7.48 | 0.10336 | 0 | 59.6716
12.1682 | 0 | 0 | 12.1682 | 33.2 | 66.4 | 0.2 | 0 | 7.48 | 0.10336 | 0 | 54.2318
28.7185 | 0 | 0 | 28.7185 | 38.12 | 76.24 | 0.2 | 0 | 7.48 | 0.10336 | 0 | 47.5215
43.9875 | 0 | 0 | 43.9875 | 42.72 | 85.44 | 0.2 | 0 | 7.48 | 0.10336 | 0 | 41.4525
56.9578 | 0 | 0 | 56.9578 | 45.6 | 91.2 | 0.2 | 0 | 7.48 | 0.10336 | 0 | 34.2422
64.8026 | 0 | 0 | 64.8026 | 49.36 | 98.72 | 0.2 | 0 | 7.48 | 0.10336 | 0 | 33.9174
69.977 | 0 | 0 | 69.977 | 61.04 | 122.08 | 0.2 | 0 | 7.48 | 0.10336 | 0 | 52.103
70.3976 | 0 | 0 | 70.3976 | 61.52 | 123.04 | 0.2 | 0 | 7.48 | 0.10336 | 0 | 52.6424
67.8055 | 0 | 0 | 67.8055 | 61.08 | 122.16 | 0.2 | 0 | 7.48 | 0.10336 | 0 | 54.3545
59.8727 | 0 | 0 | 59.8727 | 61.48 | 122.96 | 0.2 | 0 | 7.48 | 0.10336 | 0 | 63.0873
47.0687 | 0 | 0 | 47.0687 | 59.96 | 119.92 | 0.2 | 0 | 7.48 | 0.10336 | 0 | 72.8513
30.7824 | 0 | 0 | 30.7824 | 58.8 | 117.6 | 0.2 | 0 | 7.48 | 0.10336 | 0 | 86.8176
12.5106 | 0 | 0 | 12.5106 | 58.4 | 116.8 | 0.2 | 0 | 7.48 | 0.10336 | 0 | 104.289
0.86077 | 0 | 0 | 0.86077 | 57.72 | 115.44 | 0.2 | 0 | 7.48 | 0.10336 | 0 | 114.579
0 | 0 | 0 | 0 | 58.64 | 117.28 | 0.2 | 0 | 7.48 | 0.10336 | 0 | 117.28
0 | 0 | 0 | 0 | 53.92 | 107.84 | 0.2 | 0 | 7.48 | 0.10336 | 0 | 107.84
0 | 0 | 0 | 0 | 48.92 | 97.84 | 0.2 | 0 | 7.48 | 0.10336 | 0 | 97.84
0 | 0 | 0 | 0 | 34.84 | 69.68 | 0.2 | 0 | 7.48 | 0.10336 | 0 | 69.68
0 | 0 | 0 | 0 | 18.64 | 37.28 | 0.2 | 0 | 7.48 | 0.10336 | 0 | 37.28
0 | 0 | 0 | 0 | 14.28 | 28.56 | 0.2 | 0 | 7.48 | 0.10336 | 0 | 28.56
0 | 0 | 0 | 0 | 17 | 34 | 0.2 | 0 | 7.48 | 0.10336 | 0 | 34
0 | 0 | 0 | 0 | 18.84 | 37.68 | 0.2 | 0 | 7.48 | 0.10336 | 0 | 37.68
0 | 0 | 0 | 0 | 17.48 | 34.96 | 0.2 | 0 | 7.48 | 0.10336 | 0 | 34.96
0 | 0 | 0 | 0 | 14.8 | 29.6 | 0.2 | 0 | 7.48 | 0.10336 | 0 | 29.6
1.0564 | 0 | 0 | 1.0564 | 16.88 | 33.76 | 0.2 | 0 | 7.48 | 0.10336 | 0 | 32.7036
13.342 | 0 | 0 | 13.342 | 16.76 | 33.52 | 0.2 | 0 | 7.48 | 0.10336 | 0 | 20.178
31.2715 | 0 | 0 | 31.2715 | 23.32 | 46.64 | 0.2 | 0 | 7.48 | 0.10336 | 0 | 15.3685
46.1003 | 0 | 0 | 46.1003 | 30.64 | 61.28 | 0.2 | 0 | 7.48 | 0.10336 | 0 | 15.1797
58.9923 | 0 | 0 | 58.9923 | 37.92 | 75.84 | 0.2 | 0 | 7.48 | 0.10336 | 0 | 16.8477
68.1478 | 0 | 0 | 68.1478 | 41.12 | 82.24 | 0.2 | 0 | 7.48 | 0.10336 | 0 | 14.0922
71.6007 | 0 | 0 | 71.6007 | 45.08 | 90.16 | 0.2 | 0 | 7.48 | 0.10336 | 0 | 18.5593
72.7745 | 0 | 0 | 72.7745 | 47.28 | 94.56 | 0.2 | 0 | 7.48 | 0.10336 | 0 | 21.7855
68.4609 | 0 | 0 | 68.4609 | 51.04 | 102.08 | 0.2 | 0 | 7.48 | 0.10336 | 0 | 33.6191
60.2248 | 0 | 0 | 60.2248 | 50.4 | 100.8 | 0.2 | 0 | 7.48 | 0.10336 | 0 | 40.5752
47.6653 | 0 | 0 | 47.6653 | 49.76 | 99.52 | 0.2 | 0 | 7.48 | 0.10336 | 0 | 51.8547
30.8607 | 0 | 0 | 30.8607 | 47.52 | 95.04 | 0.2 | 0 | 7.48 | 0.10336 | 0 | 64.1793
12.3638 | 0 | 0 | 12.3638 | 48.68 | 97.36 | 0.2 | 0 | 7.48 | 0.10336 | 0 | 84.9962
0.78252 | 0 | 0 | 0.78252 | 40.28 | 80.56 | 0.2 | 0 | 7.48 | 0.10336 | 0 | 79.7775
0 | 0 | 0 | 0 | 37.12 | 74.24 | 0.2 | 0 | 7.48 | 0.10336 | 0 | 74.24
0 | 0 | 0 | 0 | 35.64 | 71.28 | 0.2 | 0 | 7.48 | 0.10336 | 0 | 71.28
0 | 0 | 0 | 0 | 32.72 | 65.44 | 0.2 | 0 | 7.48 | 0.10336 | 0 | 65.44
0 | 0 | 0 | 0 | 35.28 | 70.56 | 0.2 | 0 | 7.48 | 0.10336 | 0 | 70.56
0 | 0 | 0 | 0 | 18.56 | 37.12 | 0.2 | 0 | 7.48 | 0.10336 | 0 | 37.12
0 | 0 | 0 | 0 | 10.68 | 21.36 | 0.2 | 0 | 7.48 | 0.10336 | 0 | 21.36
0 | 0 | 0 | 0 | 11.28 | 22.56 | 0.2 | 0 | 7.48 | 0.10336 | 0 | 22.56
0 | 0 | 0 | 0 | 14.76 | 29.52 | 0.2 | 0 | 7.48 | 0.10336 | 0 | 29.52
0 | 0 | 0 | 0 | 18 | 36 | 0.2 | 0 | 7.48 | 0.10336 | 0 | 36
0 | 0 | 0 | 0 | 19.6 | 39.2 | 0.2 | 0 | 7.48 | 0.10336 | 0 | 39.2
1.0955 | 0 | 0 | 1.0955 | 17.6 | 35.2 | 0.2 | 0 | 7.48 | 0.10336 | 0 | 34.1045
8.8621 | 0 | 0 | 8.8621 | 20.68 | 41.36 | 0.2 | 0 | 7.48 | 0.10336 | 0 | 32.4979
30.4988 | 0 | 0 | 30.4988 | 22.88 | 45.76 | 0.2 | 0 | 7.48 | 0.10336 | 0 | 15.2612
46.3546 | 0 | 0 | 46.3546 | 29.36 | 58.72 | 0.2 | 0 | 7.48 | 0.10336 | 0 | 12.3654
58.9239 | 0.84387 | 0 | 58.08 | 29.04 | 58.08 | 0.48383 | 0 | 7.48 | 0.10336 | 0 | 0
66.8665 | 1.5346 | 5.2519 | 60.08 | 30.04 | 60.08 | 0.99999 | 0 | 11.23 | 0.12409 | 0 | 0
71.5616 | 0 | 0 | 71.5616 | 38.68 | 77.36 | 0.99999 | 0 | 11.23 | 0.12409 | 0 | 5.7984
71.2975 | 0 | 0 | 71.2975 | 39.52 | 79.04 | 0.99999 | 0 | 11.23 | 0.12409 | 0 | 7.7425
67.9522 | 0 | 0 | 67.9522 | 39.44 | 78.88 | 0.99999 | 0 | 17.48 | 0.13136 | 0 | 10.9278
58.8261 | 0 | 0 | 58.8261 | 44.8 | 89.6 | 0.99999 | 0 | 17.48 | 0.13136 | 0 | 30.7739
46.2764 | 0 | 0 | 46.2764 | 52.56 | 105.12 | 0.99999 | 0 | 17.48 | 0.13136 | 0 | 58.8436
29.7945 | 0 | 0 | 29.7945 | 49.28 | 98.56 | 0.2 | 2.1372 | 17.48 | 0.13136 | 0 | 66.6283
11.8552 | 0 | 0 | 11.8552 | 48.2 | 96.4 | 0.2 | 0 | 11.23 | 0.12409 | 0 | 84.5448
0.78252 | 0 | 0 | 0.78252 | 43.2 | 86.4 | 0.2 | 0 | 11.23 | 0.12409 | 0 | 85.6175
0 | 0 | 0 | 0 | 42.4 | 84.8 | 0.2 | 0 | 11.23 | 0.12409 | 0 | 84.8
0 | 0 | 0 | 0 | 41.12 | 82.24 | 0.95833 | 0 | 7.48 | 0.10336 | 2.2546 | 82.24
0 | 0 | 0 | 0 | 41.08 | 82.16 | 0.99999 | 0 | 7.48 | 0.10336 | 0.12386 | 82.16
0 | 0 | 0 | 0 | 38.2 | 76.4 | 0.99999 | 0 | 7.48 | 0.10336 | 0 | 76.4
0 | 0 | 0 | 0 | 18.84 | 37.68 | 0.99999 | 0 | 7.48 | 0.10336 | 0 | 37.68
0 | 0 | 0 | 0 | 14.36 | 28.72 | 0.99999 | 0 | 7.48 | 0.10336 | 0 | 28.72
0 | 0 | 0 | 0 | 18.08 | 36.16 | 0.99999 | 0 | 7.48 | 0.10336 | 0 | 36.16
0 | 0 | 0 | 0 | 28.12 | 56.24 | 0.99999 | 0 | 7.48 | 0.10336 | 0 | 56.24
0 | 0 | 0 | 0 | 27.96 | 55.92 | 0.99999 | 0 | 7.48 | 0.10336 | 0 | 55.92
0 | 0 | 0 | 0 | 25.72 | 51.44 | 0.99999 | 0 | 7.48 | 0.10336 | 0 | 51.44
0.91946 | 0 | 0 | 0.91946 | 27.28 | 54.56 | 0.99999 | 0 | 7.48 | 0.10336 | 0 | 53.6405
5.4776 | 0 | 0 | 5.4776 | 30.96 | 61.92 | 0.99999 | 0 | 7.48 | 0.10336 | 0 | 56.4423
14.3788 | 0 | 0 | 14.3788 | 34.16 | 68.32 | 0.99999 | 0 | 7.48 | 0.10336 | 0 | 53.9412
27.9458 | 0 | 0 | 27.9458 | 40.12 | 80.24 | 0.99999 | 0 | 7.48 | 0.10336 | 0 | 52.2942
55.7058 | 0 | 0 | 55.7058 | 39.48 | 78.96 | 0.99999 | 0 | 7.48 | 0.10336 | 0 | 23.2542
65.1254 | 0 | 0 | 65.1254 | 45.8 | 91.6 | 0.99999 | 0 | 11.23 | 0.12409 | 0 | 26.4746
68.5391 | 0 | 0 | 68.5391 | 55.44 | 110.88 | 0.99999 | 0 | 11.23 | 0.12409 | 0 | 42.3409
69.2727 | 0 | 0 | 69.2727 | 57.04 | 114.08 | 0.99999 | 0 | 11.23 | 0.12409 | 0 | 44.8073
65.7122 | 0 | 0 | 65.7122 | 52.64 | 105.28 | 0.99999 | 0 | 17.48 | 0.13136 | 0 | 39.5678
57.4077 | 0 | 0 | 57.4077 | 54.44 | 108.88 | 0.99999 | 0 | 17.48 | 0.13136 | 0 | 51.4723
45.0635 | 0 | 0 | 45.0635 | 56.24 | 112.48 | 0.99999 | 0 | 17.48 | 0.13136 | 0 | 67.4165
28.699 | 0 | 0 | 28.699 | 53.76 | 107.52 | 0.2 | 2.1372 | 17.48 | 0.13136 | 0 | 76.6838
11.5422 | 0 | 0 | 11.5422 | 54.44 | 108.88 | 0.2 | 0 | 11.23 | 0.12409 | 0 | 97.3378
0.69449 | 0 | 0 | 0.69449 | 55.64 | 111.28 | 0.2 | 0 | 11.23 | 0.12409 | 0 | 110.586
0 | 0 | 0 | 0 | 52.4 | 104.8 | 0.2 | 0 | 11.23 | 0.12409 | 0 | 104.8
0 | 0 | 0 | 0 | 50.2 | 100.4 | 0.95833 | 0 | 7.48 | 0.10336 | 2.2546 | 100.4
0 | 0 | 0 | 0 | 45.76 | 91.52 | 0.99999 | 0 | 7.48 | 0.10336 | 0.12386 | 91.52
0 | 0 | 0 | 0 | 35.84 | 71.68 | 0.99999 | 0 | 7.48 | 0.10336 | 0 | 71.68
0 | 0 | 0 | 0 | 15.24 | 30.48 | 0.99999 | 0 | 7.48 | 0.10336 | 0 | 30.48
0 | 0 | 0 | 0 | 9.4 | 18.8 | 0.99999 | 0 | 7.48 | 0.10336 | 0 | 18.8
0 | 0 | 0 | 0 | 12.88 | 25.76 | 0.99999 | 0 | 7.48 | 0.10336 | 0 | 25.76
0 | 0 | 0 | 0 | 14.88 | 29.76 | 0.99999 | 0 | 7.48 | 0.10336 | 0 | 29.76
0 | 0 | 0 | 0 | 18.44 | 36.88 | 0.99999 | 0 | 7.48 | 0.10336 | 0 | 36.88
0 | 0 | 0 | 0 | 20.76 | 41.52 | 0.99999 | 0 | 7.48 | 0.10336 | 0 | 41.52
1.0075 | 0 | 0 | 1.0075 | 18.44 | 36.88 | 0.99999 | 0 | 7.48 | 0.10336 | 0 | 35.8725
4.3039 | 0 | 0 | 4.3039 | 24.32 | 48.64 | 0.99999 | 0 | 7.48 | 0.10336 | 0 | 44.3361
13.8311 | 0 | 0 | 13.8311 | 30.16 | 60.32 | 0.99999 | 0 | 7.48 | 0.10336 | 0 | 46.4889
45.2689 | 0 | 0 | 45.2689 | 36.96 | 73.92 | 0.99999 | 0 | 7.48 | 0.10336 | 0 | 28.6511
56.1557 | 0 | 0 | 56.1557 | 41.04 | 82.08 | 0.99999 | 0 | 7.48 | 0.10336 | 0 | 25.9243
65.5166 | 0 | 0 | 65.5166 | 46.64 | 93.28 | 0.99999 | 0 | 11.23 | 0.12409 | 0 | 27.7634
68.9108 | 0 | 0 | 68.9108 | 48.2 | 96.4 | 0.99999 | 0 | 11.23 | 0.12409 | 0 | 27.4892
69.9183 | 0 | 0 | 69.9183 | 53.68 | 107.36 | 0.99999 | 0 | 11.23 | 0.12409 | 0 | 37.4417
66.1231 | 0 | 0 | 66.1231 | 59.52 | 119.04 | 0.99999 | 0 | 17.48 | 0.13136 | 0 | 52.9169
57.6523 | 0 | 0 | 57.6523 | 58.12 | 116.24 | 0.99999 | 0 | 17.48 | 0.13136 | 0 | 58.5877
44.8287 | 0 | 0 | 44.8287 | 57.72 | 115.44 | 0.99999 | 0 | 17.48 | 0.13136 | 0 | 70.6113
29.0902 | 0 | 0 | 29.0902 | 56.6 | 113.2 | 0.2 | 2.1372 | 17.48 | 0.13136 | 0 | 81.9725
11.4835 | 0 | 0 | 11.4835 | 57.16 | 114.32 | 0.2 | 0 | 11.23 | 0.12409 | 0 | 102.836
0.69449 | 0 | 0 | 0.69449 | 56.28 | 112.56 | 0.2 | 0 | 11.23 | 0.12409 | 0 | 111.866
0 | 0 | 0 | 0 | 55.84 | 111.68 | 0.2 | 0 | 11.23 | 0.12409 | 0 | 111.68
0 | 0 | 0 | 0 | 50.72 | 101.44 | 0.95833 | 0 | 7.48 | 0.10336 | 2.2546 | 101.44
0 | 0 | 0 | 0 | 42.12 | 84.24 | 0.99999 | 0 | 7.48 | 0.10336 | 0.12386 | 84.24
0 | 0 | 0 | 0 | 36.28 | 72.56 | 0.99999 | 0 | 7.48 | 0.10336 | 0 | 72.56
0 | 0 | 0 | 0 | 15.2 | 30.4 | 0.99999 | 0 | 7.48 | 0.10336 | 0 | 30.4
0 | 0 | 0 | 0 | 9.88 | 19.76 | 0.99999 | 0 | 7.48 | 0.10336 | 0 | 19.76
0 | 0 | 0 | 0 | 13.28 | 26.56 | 0.99999 | 0 | 7.48 | 0.10336 | 0 | 26.56
0 | 0 | 0 | 0 | 23.2 | 46.4 | 0.99999 | 0 | 7.48 | 0.10336 | 0 | 46.4
0 | 0 | 0 | 0 | 25.04 | 50.08 | 0.99999 | 0 | 7.48 | 0.10336 | 0 | 50.08
0 | 0 | 0 | 0 | 22.8 | 45.6 | 0.99999 | 0 | 7.48 | 0.10336 | 0 | 45.6
0.99772 | 0 | 0 | 0.99772 | 27.8 | 55.6 | 0.99999 | 0 | 7.48 | 0.10336 | 0 | 54.6023
12.3345 | 0 | 0 | 12.3345 | 31.44 | 62.88 | 0.99999 | 0 | 7.48 | 0.10336 | 0 | 50.5455
29.1881 | 0 | 0 | 29.1881 | 34.56 | 69.12 | 0.99999 | 0 | 7.48 | 0.10336 | 0 | 39.9319
44.8972 | 0 | 0 | 44.8972 | 40.56 | 81.12 | 0.99999 | 0 | 7.48 | 0.10336 | 0 | 36.2228
56.0285 | 0 | 0 | 56.0285 | 50.28 | 100.56 | 0.99999 | 0 | 7.48 | 0.10336 | 0 | 44.5315
65.0471 | 0 | 0 | 65.0471 | 53.76 | 107.52 | 0.99999 | 0 | 11.23 | 0.12409 | 0 | 42.4729
70.065 | 0 | 0 | 70.065 | 59.76 | 119.52 | 0.99999 | 0 | 11.23 | 0.12409 | 0 | 49.455
69.7814 | 0 | 0 | 69.7814 | 60.2 | 120.4 | 0.99999 | 0 | 11.23 | 0.12409 | 0 | 50.6186
66.1524 | 0 | 0 | 66.1524 | 60.84 | 121.68 | 0.99999 | 0 | 17.48 | 0.13136 | 0 | 55.5276
57.9946 | 0 | 0 | 57.9946 | 59.36 | 118.72 | 0.99999 | 0 | 17.48 | 0.13136 | 0 | 60.7254
45.1711 | 0 | 0 | 45.1711 | 58.24 | 116.48 | 0.99999 | 0 | 17.48 | 0.13136 | 0 | 71.3089
29.0511 | 0 | 0 | 29.0511 | 59.48 | 118.96 | 0.99999 | 0 | 17.48 | 0.13136 | 0 | 89.9089
11.3563 | 0 | 0 | 11.3563 | 62.2 | 124.4 | 0.99999 | 0 | 11.23 | 0.12409 | 0 | 113.044
0.57711 | 0 | 0 | 0.57711 | 61.64 | 123.28 | 0.2 | 2.1372 | 11.23 | 0.12409 | 0 | 120.566
0 | 0 | 0 | 0 | 57.8 | 115.6 | 0.2 | 0 | 11.23 | 0.12409 | 0 | 115.6
0 | 0 | 0 | 0 | 56.04 | 112.08 | 0.95833 | 0 | 7.48 | 0.10336 | 2.2546 | 112.08
0 | 0 | 0 | 0 | 44.72 | 89.44 | 0.99999 | 0 | 7.48 | 0.10336 | 0.12386 | 89.44
0 | 0 | 0 | 0 | 37.16 | 74.32 | 0.99999 | 0 | 7.48 | 0.10336 | 0 | 74.32
0 | 0 | 0 | 0 | 15.24 | 30.48 | 0.99999 | 0 | 7.48 | 0.10336 | 0 | 30.48
0 | 0 | 0 | 0 | 9.48 | 18.96 | 0.99999 | 0 | 7.48 | 0.10336 | 0 | 18.96
0 | 0 | 0 | 0 | 13.24 | 26.48 | 0.99999 | 0 | 7.48 | 0.10336 | 0 | 26.48
0 | 0 | 0 | 0 | 15.88 | 31.76 | 0.99999 | 0 | 7.48 | 0.10336 | 0 | 31.76
0 | 0 | 0 | 0 | 20.48 | 40.96 | 0.99999 | 0 | 7.48 | 0.10336 | 0 | 40.96
0 | 0 | 0 | 0 | 29.2 | 58.4 | 0.99999 | 0 | 7.48 | 0.10336 | 0 | 58.4
0.8999 | 0 | 0 | 0.8999 | 26.84 | 53.68 | 0.99999 | 0 | 7.48 | 0.10336 | 0 | 52.7801
12.3052 | 0 | 0 | 12.3052 | 28.92 | 57.84 | 0.99999 | 0 | 7.48 | 0.10336 | 0 | 45.5348
29.951 | 0 | 0 | 29.951 | 30.2 | 60.4 | 0.99999 | 0 | 7.48 | 0.10336 | 0 | 30.449
45.1417 | 0 | 0 | 45.1417 | 42.96 | 85.92 | 0.99999 | 0 | 7.48 | 0.10336 | 0 | 40.7783
56.2046 | 0 | 0 | 56.2046 | 47.84 | 95.68 | 0.99999 | 0 | 7.48 | 0.10336 | 0 | 39.4754
65.3112 | 0 | 0 | 65.3112 | 48 | 96 | 0.99999 | 0 | 11.23 | 0.12409 | 0 | 30.6888
69.9476 | 0 | 0 | 69.9476 | 51.52 | 103.04 | 0.99999 | 0 | 11.23 | 0.12409 | 0 | 33.0924
69.7129 | 0 | 0 | 69.7129 | 57.24 | 114.48 | 0.99999 | 0 | 11.23 | 0.12409 | 0 | 44.7671
65.6536 | 0 | 0 | 65.6536 | 53.48 | 106.96 | 0.99999 | 0 | 17.48 | 0.13136 | 0 | 41.3064
57.1436 | 0 | 0 | 57.1436 | 57.24 | 114.48 | 0.99999 | 0 | 17.48 | 0.13136 | 0 | 57.3364
44.2614 | 0 | 0 | 44.2614 | 58.76 | 117.52 | 0.99999 | 0 | 17.48 | 0.13136 | 0 | 73.2586
28.2882 | 0 | 0 | 28.2882 | 58.64 | 117.28 | 0.2 | 2.1372 | 17.48 | 0.13136 | 0 | 86.8546
10.7792 | 0 | 0 | 10.7792 | 59.24 | 118.48 | 0.2 | 0 | 11.23 | 0.12409 | 0 | 107.701
0.40104 | 0 | 0 | 0.40104 | 54.76 | 109.52 | 0.2 | 0 | 11.23 | 0.12409 | 0 | 109.119
0 | 0 | 0 | 0 | 51.48 | 102.96 | 0.2 | 0 | 11.23 | 0.12409 | 0 | 102.96
0 | 0 | 0 | 0 | 49.6 | 99.2 | 0.2 | 0 | 7.48 | 0.10336 | 0 | 99.2
0 | 0 | 0 | 0 | 48.84 | 97.68 | 0.2 | 0 | 7.48 | 0.10336 | 0 | 97.68
0 | 0 | 0 | 0 | 37.24 | 74.48 | 0.2 | 0 | 7.48 | 0.10336 | 0 | 74.48
0 | 0 | 0 | 0 | 14.36 | 28.72 | 0.2 | 0 | 7.48 | 0.10336 | 0 | 28.72
0 | 0 | 0 | 0 | 8.88 | 17.76 | 0.2 | 0 | 7.48 | 0.10336 | 0 | 17.76
0 | 0 | 0 | 0 | 12.64 | 25.28 | 0.2 | 0 | 7.48 | 0.10336 | 0 | 25.28
0 | 0 | 0 | 0 | 14.68 | 29.36 | 0.2 | 0 | 7.48 | 0.10336 | 0 | 29.36
0 | 0 | 0 | 0 | 18.8 | 37.6 | 0.2 | 0 | 7.48 | 0.10336 | 0 | 37.6
0 | 0 | 0 | 0 | 23.6 | 47.2 | 0.2 | 0 | 7.48 | 0.10336 | 0 | 47.2
0.75318 | 0 | 0 | 0.75318 | 23.44 | 46.88 | 0.2 | 0 | 7.48 | 0.10336 | 0 | 46.1268
11.6987 | 0 | 0 | 11.6987 | 29.44 | 58.88 | 0.2 | 0 | 7.48 | 0.10336 | 0 | 47.1813
28.6501 | 0 | 0 | 28.6501 | 29.64 | 59.28 | 0.2 | 0 | 7.48 | 0.10336 | 0 | 30.6299
43.7919 | 0 | 0 | 43.7919 | 38.28 | 76.56 | 0.2 | 0 | 7.48 | 0.10336 | 0 | 32.7681
56.0481 | 0 | 0 | 56.0481 | 44.56 | 89.12 | 0.2 | 0 | 7.48 | 0.10336 | 0 | 33.0719
63.4527 | 0 | 0 | 63.4527 | 48.44 | 96.88 | 0.2 | 0 | 7.48 | 0.10336 | 0 | 33.4273
58.6206 | 0 | 0 | 58.6206 | 50.8 | 101.6 | 0.2 | 0 | 7.48 | 0.10336 | 0 | 42.9794
56.0285 | 0 | 0 | 56.0285 | 50.04 | 100.08 | 0.2 | 0 | 7.48 | 0.10336 | 0 | 44.0515
47.5284 | 0 | 0 | 47.5284 | 59.16 | 118.32 | 0.2 | 0 | 7.48 | 0.10336 | 0 | 70.7916
56.0872 | 0 | 0 | 56.0872 | 57.36 | 114.72 | 0.2 | 0 | 7.48 | 0.10336 | 0 | 58.6328
42.9996 | 0 | 0 | 42.9996 | 63.12 | 126.24 | 0.2 | 0 | 7.48 | 0.10336 | 0 | 83.2404
27.2513 | 0 | 0 | 27.2513 | 62.24 | 124.48 | 0.2 | 0 | 7.48 | 0.10336 | 0 | 97.2287
10.388 | 0 | 0 | 10.388 | 58.88 | 117.76 | 0.2 | 0 | 7.48 | 0.10336 | 0 | 107.372
0.3717 | 0 | 0 | 0.3717 | 55.92 | 111.84 | 0.2 | 0 | 7.48 | 0.10336 | 0 | 111.468
0 | 0 | 0 | 0 | 54.28 | 108.56 | 0.2 | 0 | 7.48 | 0.10336 | 0 | 108.56
0 | 0 | 0 | 0 | 43.16 | 86.32 | 0.2 | 0 | 7.48 | 0.10336 | 0 | 86.32
0 | 0 | 0 | 0 | 39.32 | 78.64 | 0.2 | 0 | 7.48 | 0.10336 | 0 | 78.64
0 | 0 | 0 | 0 | 33.8 | 67.6 | 0.2 | 0 | 7.48 | 0.10336 | 0 | 67.6
0 | 0 | 0 | 0 | 14.64 | 29.28 | 0.2 | 0 | 7.48 | 0.10336 | 0 | 29.28
0 | 0 | 0 | 0 | 9.48 | 18.96 | 0.2 | 0 | 7.48 | 0.10336 | 0 | 18.96
0 | 0 | 0 | 0 | 16.52 | 33.04 | 0.2 | 0 | 7.48 | 0.10336 | 0 | 33.04
0 | 0 | 0 | 0 | 16.84 | 33.68 | 0.2 | 0 | 7.48 | 0.10336 | 0 | 33.68
0 | 0 | 0 | 0 | 18.24 | 36.48 | 0.2 | 0 | 7.48 | 0.10336 | 0 | 36.48
0 | 0 | 0 | 0 | 15.52 | 31.04 | 0.2 | 0 | 7.48 | 0.10336 | 0 | 31.04
0.75318 | 0 | 0 | 0.75318 | 16.68 | 33.36 | 0.2 | 0 | 7.48 | 0.10336 | 0 | 32.6068
11.4542 | 0 | 0 | 11.4542 | 16.4 | 32.8 | 0.2 | 0 | 7.48 | 0.10336 | 0 | 21.3458
28.4936 | 0 | 0 | 28.4936 | 19.4 | 38.8 | 0.2 | 0 | 7.48 | 0.10336 | 0 | 10.3064
43.6549 | 0.054921 | 0 | 43.6 | 21.8 | 43.6 | 0.21847 | 0 | 7.48 | 0.10336 | 0 | 0
48.4087 | 0 | 0 | 48.4087 | 26.32 | 52.64 | 0.21847 | 0 | 7.48 | 0.10336 | 0 | 4.2313
64.1276 | 0 | 0 | 64.1276 | 32.16 | 64.32 | 0.21847 | 0 | 7.48 | 0.10336 | 0 | 0.19236
68.6369 | 0 | 0 | 68.6369 | 36.32 | 72.64 | 0.21847 | 0 | 7.48 | 0.10336 | 0 | 4.0031
68.4413 | 0 | 0 | 68.4413 | 36.96 | 73.92 | 0.21847 | 0 | 7.48 | 0.10336 | 0 | 5.4787
65.3992 | 0 | 0 | 65.3992 | 40.64 | 81.28 | 0.21847 | 0 | 7.48 | 0.10336 | 0 | 15.8808
57.1534 | 0 | 0 | 57.1534 | 40.88 | 81.76 | 0.21847 | 0 | 7.48 | 0.10336 | 0 | 24.6066
44.3494 | 0 | 0 | 44.3494 | 40.32 | 80.64 | 0.21847 | 0 | 7.48 | 0.10336 | 0 | 36.2906
27.8578 | 0 | 0 | 27.8578 | 42.2 | 84.4 | 0.21847 | 0 | 7.48 | 0.10336 | 0 | 56.5422
10.476 | 0 | 0 | 10.476 | 42.72 | 85.44 | 0.21847 | 0 | 7.48 | 0.10336 | 0 | 74.964
0.2641 | 0 | 0 | 0.2641 | 41.56 | 83.12 | 0.21847 | 0 | 7.48 | 0.10336 | 0 | 82.8559
0 | 0 | 0 | 0 | 39.28 | 78.56 | 0.21847 | 0 | 7.48 | 0.10336 | 0 | 78.56
0 | 0 | 0 | 0 | 37.76 | 75.52 | 0.21847 | 0 | 7.48 | 0.10336 | 0 | 75.52
0 | 0 | 0 | 0 | 34.72 | 69.44 | 0.21847 | 0 | 7.48 | 0.10336 | 0 | 69.44
0 | 0 | 0 | 0 | 29.6 | 59.2 | 0.21847 | 0 | 7.48 | 0.10336 | 0 | 59.2
0 | 0 | 0 | 0 | 17.16 | 34.32 | 0.21847 | 0 | 7.48 | 0.10336 | 0 | 34.32
0 | 0 | 0 | 0 | 10.76 | 21.52 | 0.21847 | 0 | 7.48 | 0.10336 | 0 | 21.52
0 | 0 | 0 | 0 | 10.08 | 20.16 | 0.21847 | 0 | 7.48 | 0.10336 | 0 | 20.16
0 | 0 | 0 | 0 | 12.2 | 24.4 | 0.21847 | 0 | 7.48 | 0.10336 | 0 | 24.4
0 | 0 | 0 | 0 | 14.48 | 28.96 | 0.21847 | 0 | 7.48 | 0.10336 | 0 | 28.96
0 | 0 | 0 | 0 | 15.72 | 31.44 | 0.21847 | 0 | 7.48 | 0.10336 | 0 | 31.44
0.70427 | 0 | 0 | 0.70427 | 17.28 | 34.56 | 0.21847 | 0 | 7.48 | 0.10336 | 0 | 33.8557
3.9811 | 0 | 0 | 3.9811 | 16.64 | 33.28 | 0.21847 | 0 | 7.48 | 0.10336 | 0 | 29.2989
16.1102 | 0 | 0 | 16.1102 | 16.68 | 33.36 | 0.2 | 0.04935 | 7.48 | 0.10336 | 0 | 17.2005
44.369 | 2.2546 | 0.19435 | 41.92 | 20.96 | 41.92 | 0.95833 | 0 | 7.48 | 0.10336 | 0 | 0
56.4785 | 0.12386 | 8.8346 | 47.52 | 23.76 | 47.52 | 0.99999 | 0 | 7.48 | 0.10336 | 0 | 0
65.5264 | 2.2546 | 0 | 63.2718 | 26.4 | 52.8 | 0.99999 | 2.0259 | 11.23 | 0.12409 | 0 | 0
70.202 | 0 | 8.682 | 61.52 | 30.76 | 61.52 | 0.99999 | 0 | 11.23 | 0.12409 | 0 | 0
69.9966 | 0 | 0 | 69.9966 | 37.08 | 74.16 | 0.99999 | 0 | 11.23 | 0.12409 | 0 | 4.1635
67.0621 | 0 | 0 | 67.0621 | 37.28 | 74.56 | 0.99999 | 0 | 17.48 | 0.13136 | 0 | 7.4979
57.6718 | 0 | 0 | 57.6718 | 39.4 | 78.8 | 0.99999 | 0 | 17.48 | 0.13136 | 0 | 21.1282
45.083 | 0 | 0 | 45.083 | 41.2 | 82.4 | 0.99999 | 0 | 17.48 | 0.13136 | 0 | 37.317
28.249 | 0 | 0 | 28.249 | 44.08 | 88.16 | 0.2 | 2.1372 | 17.48 | 0.13136 | 0 | 57.7738
8.6175 | 0 | 0 | 8.6175 | 46.2 | 92.4 | 0.2 | 0 | 11.23 | 0.12409 | 0 | 83.7825
0.30323 | 0 | 0 | 0.30323 | 37.68 | 75.36 | 0.2 | 0 | 11.23 | 0.12409 | 0 | 75.0568
0 | 0 | 0 | 0 | 35.96 | 71.92 | 0.2 | 0 | 11.23 | 0.12409 | 0 | 71.92
0 | 0 | 0 | 0 | 32.2 | 64.4 | 0.95833 | 0 | 7.48 | 0.10336 | 2.2546 | 64.4
0 | 0 | 0 | 0 | 24.68 | 49.36 | 0.99999 | 0 | 7.48 | 0.10336 | 0.12386 | 49.36
0 | 0 | 0 | 0 | 24.12 | 48.24 | 0.99999 | 0 | 7.48 | 0.10336 | 0 | 48.24
0 | 0 | 0 | 0 | 16.44 | 32.88 | 0.99999 | 0 | 7.48 | 0.10336 | 0 | 32.88
0 | 0 | 0 | 0 | 14.04 | 28.08 | 0.99999 | 0 | 7.48 | 0.10336 | 0 | 28.08
0 | 0 | 0 | 0 | 14.48 | 28.96 | 0.99999 | 0 | 7.48 | 0.10336 | 0 | 28.96
0 | 0 | 0 | 0 | 12.76 | 25.52 | 0.99999 | 0 | 7.48 | 0.10336 | 0 | 25.52
0 | 0 | 0 | 0 | 12.36 | 24.72 | 0.99999 | 0 | 7.48 | 0.10336 | 0 | 24.72
0 | 0 | 0 | 0 | 14.56 | 29.12 | 0.99999 | 0 | 7.48 | 0.10336 | 0 | 29.12
0.59667 | 0 | 0 | 0.59667 | 16.44 | 32.88 | 0.99999 | 0 | 7.48 | 0.10336 | 0 | 32.2833
12.1291 | 0 | 0 | 12.1291 | 22.84 | 45.68 | 0.99999 | 0 | 7.48 | 0.10336 | 0 | 33.5509
30.3325 | 0 | 0 | 30.3325 | 23.92 | 47.84 | 0.99999 | 0 | 7.48 | 0.10336 | 0 | 17.5075
45.846 | 0 | 0 | 45.846 | 28.24 | 56.48 | 0.99999 | 0 | 7.48 | 0.10336 | 0 | 10.634
58.65 | 0 | 0 | 58.65 | 33.8 | 67.6 | 0.99999 | 0 | 7.48 | 0.10336 | 0 | 8.95
67.4338 | 0 | 0 | 67.4338 | 38.32 | 76.64 | 0.99999 | 0 | 11.23 | 0.12409 | 0 | 9.2062
70.9747 | 0 | 0 | 70.9747 | 39.8 | 79.6 | 0.99999 | 0 | 11.23 | 0.12409 | 0 | 8.6253
70.7497 | 0 | 0 | 70.7497 | 35.84 | 71.68 | 0.99999 | 0 | 11.23 | 0.12409 | 0 | 0.93027
66.397 | 0 | 0 | 66.397 | 42.92 | 85.84 | 0.99999 | 0 | 17.48 | 0.13136 | 0 | 19.443
58.1414 | 0 | 0 | 58.1414 | 46.4 | 92.8 | 0.99999 | 0 | 17.48 | 0.13136 | 0 | 34.6586
45.4449 | 0 | 0 | 45.4449 | 43.84 | 87.68 | 0.99999 | 0 | 17.48 | 0.13136 | 0 | 42.2351
28.5033 | 0 | 0 | 28.5033 | 41.6 | 83.2 | 0.2 | 2.1372 | 17.48 | 0.13136 | 0 | 52.5594
10.3195 | 0 | 0 | 10.3195 | 39.6 | 79.2 | 0.2 | 0 | 11.23 | 0.12409 | 0 | 68.8805
0.18585 | 0 | 0 | 0.18585 | 44 | 88 | 0.2 | 0 | 11.23 | 0.12409 | 0 | 87.8142
0 | 0 | 0 | 0 | 40.52 | 81.04 | 0.2 | 0 | 11.23 | 0.12409 | 0 | 81.04
0 | 0 | 0 | 0 | 39.64 | 79.28 | 0.95833 | 0 | 7.48 | 0.10336 | 2.2546 | 79.28
0 | 0 | 0 | 0 | 38.92 | 77.84 | 0.99999 | 0 | 7.48 | 0.10336 | 0.12386 | 77.84
0 | 0 | 0 | 0 | 23.08 | 46.16 | 0.99999 | 0 | 7.48 | 0.10336 | 0 | 46.16
0 | 0 | 0 | 0 | 11 | 22 | 0.99999 | 0 | 7.48 | 0.10336 | 0 | 22
0 | 0 | 0 | 0 | 9.44 | 18.88 | 0.99999 | 0 | 7.48 | 0.10336 | 0 | 18.88
0 | 0 | 0 | 0 | 10.28 | 20.56 | 0.99999 | 0 | 7.48 | 0.10336 | 0 | 20.56
0 | 0 | 0 | 0 | 11.2 | 22.4 | 0.99999 | 0 | 7.48 | 0.10336 | 0 | 22.4
0 | 0 | 0 | 0 | 12.16 | 24.32 | 0.99999 | 0 | 7.48 | 0.10336 | 0 | 24.32
0 | 0 | 0 | 0 | 14.16 | 28.32 | 0.99999 | 0 | 7.48 | 0.10336 | 0 | 28.32
0.51842 | 0 | 0 | 0.51842 | 16.36 | 32.72 | 0.99999 | 0 | 7.48 | 0.10336 | 0 | 32.2016
11.6302 | 0 | 0 | 11.6302 | 22.16 | 44.32 | 0.99999 | 0 | 7.48 | 0.10336 | 0 | 32.6898
29.2565 | 0 | 0 | 29.2565 | 23.12 | 46.24 | 0.99999 | 0 | 7.48 | 0.10336 | 0 | 16.9835
44.457 | 0 | 0 | 44.457 | 29.08 | 58.16 | 0.99999 | 0 | 7.48 | 0.10336 | 0 | 13.703
56.86 | 0 | 0 | 56.86 | 34.88 | 69.76 | 0.99999 | 0 | 7.48 | 0.10336 | 0 | 12.9
64.3428 | 0 | 0 | 64.3428 | 43.12 | 86.24 | 0.99999 | 0 | 11.23 | 0.12409 | 0 | 21.8972
68.8423 | 0 | 0 | 68.8423 | 51.56 | 103.12 | 0.99999 | 0 | 11.23 | 0.12409 | 0 | 34.2777
68.5587 | 0 | 0 | 68.5587 | 54.24 | 108.48 | 0.99999 | 0 | 11.23 | 0.12409 | 0 | 39.9213
64.2255 | 0 | 0 | 64.2255 | 47.92 | 95.84 | 0.99999 | 0 | 17.48 | 0.13136 | 0 | 31.6145
56.1166 | 0 | 0 | 56.1166 | 47.16 | 94.32 | 0.99999 | 0 | 17.48 | 0.13136 | 0 | 38.2034
43.7625 | 0 | 0 | 43.7625 | 47.08 | 94.16 | 0.99999 | 0 | 17.48 | 0.13136 | 0 | 50.3975
27.2513 | 0 | 0 | 27.2513 | 49 | 98 | 0.2 | 2.1372 | 17.48 | 0.13136 | 0 | 68.6115
9.7326 | 0 | 0 | 9.7326 | 49.2 | 98.4 | 0.2 | 0 | 11.23 | 0.12409 | 0 | 88.6674
0.029345 | 0 | 0 | 0.029345 | 47.04 | 94.08 | 0.2 | 0 | 11.23 | 0.12409 | 0 | 94.0507
0 | 0 | 0 | 0 | 44.36 | 88.72 | 0.2 | 0 | 11.23 | 0.12409 | 0 | 88.72
0 | 0 | 0 | 0 | 45.32 | 90.64 | 0.95833 | 0 | 7.48 | 0.10336 | 2.2546 | 90.64
0 | 0 | 0 | 0 | 41.04 | 82.08 | 0.99999 | 0 | 7.48 | 0.10336 | 0.12386 | 82.08
0 | 0 | 0 | 0 | 31.36 | 62.72 | 0.99999 | 0 | 7.48 | 0.10336 | 0 | 62.72
0 | 0 | 0 | 0 | 14.52 | 29.04 | 0.99999 | 0 | 7.48 | 0.10336 | 0 | 29.04
0 | 0 | 0 | 0 | 9.64 | 19.28 | 0.99999 | 0 | 7.48 | 0.10336 | 0 | 19.28
0 | 0 | 0 | 0 | 11 | 22 | 0.99999 | 0 | 7.48 | 0.10336 | 0 | 22
0 | 0 | 0 | 0 | 11.32 | 22.64 | 0.99999 | 0 | 7.48 | 0.10336 | 0 | 22.64
0 | 0 | 0 | 0 | 12 | 24 | 0.99999 | 0 | 7.48 | 0.10336 | 0 | 24
0 | 0 | 0 | 0 | 14.32 | 28.64 | 0.99999 | 0 | 7.48 | 0.10336 | 0 | 28.64
0.51842 | 0 | 0 | 0.51842 | 15.92 | 31.84 | 0.99999 | 0 | 7.48 | 0.10336 | 0 | 31.3216
11.64 | 0 | 0 | 11.64 | 22.2 | 44.4 | 0.99999 | 0 | 7.48 | 0.10336 | 0 | 32.76
28.9631 | 0 | 0 | 28.9631 | 24.16 | 48.32 | 0.99999 | 0 | 7.48 | 0.10336 | 0 | 19.3569
44.77 | 0 | 0 | 44.77 | 32.08 | 64.16 | 0.99999 | 0 | 7.48 | 0.10336 | 0 | 19.39
56.0775 | 0 | 0 | 56.0775 | 38.2 | 76.4 | 0.99999 | 0 | 7.48 | 0.10336 | 0 | 20.3225
64.9004 | 0 | 0 | 64.9004 | 46.84 | 93.68 | 0.99999 | 0 | 11.23 | 0.12409 | 0 | 28.7796
68.0989 | 0 | 0 | 68.0989 | 51.32 | 102.64 | 0.99999 | 0 | 11.23 | 0.12409 | 0 | 34.5411
69.0771 | 0 | 0 | 69.0771 | 52 | 104 | 0.99999 | 0 | 11.23 | 0.12409 | 0 | 34.9229
64.7928 | 0 | 0 | 64.7928 | 52.6 | 105.2 | 0.99999 | 0 | 17.48 | 0.13136 | 0 | 40.4072
56.5078 | 0 | 0 | 56.5078 | 50.24 | 100.48 | 0.99999 | 0 | 17.48 | 0.13136 | 0 | 43.9722
43.9092 | 0 | 0 | 43.9092 | 47.72 | 95.44 | 0.99999 | 0 | 17.48 | 0.13136 | 0 | 51.5308
27.5839 | 0 | 0 | 27.5839 | 49.28 | 98.56 | 0.2 | 2.1372 | 17.48 | 0.13136 | 0 | 68.8389
9.7522 | 0 | 0 | 9.7522 | 53.4 | 106.8 | 0.2 | 0 | 11.23 | 0.12409 | 0 | 97.0478
0 | 0 | 0 | 0 | 51.84 | 103.68 | 0.2 | 0 | 11.23 | 0.12409 | 0 | 103.68
0 | 0 | 0 | 0 | 47.8 | 95.6 | 0.2 | 0 | 11.23 | 0.12409 | 0 | 95.6
0 | 0 | 0 | 0 | 45.28 | 90.56 | 0.95833 | 0 | 7.48 | 0.10336 | 2.2546 | 90.56
0 | 0 | 0 | 0 | 40.72 | 81.44 | 0.99999 | 0 | 7.48 | 0.10336 | 0.12386 | 81.44
0 | 0 | 0 | 0 | 32.4 | 64.8 | 0.99999 | 0 | 7.48 | 0.10336 | 0 | 64.8
0 | 0 | 0 | 0 | 14.4 | 28.8 | 0.99999 | 0 | 7.48 | 0.10336 | 0 | 28.8
0 | 0 | 0 | 0 | 9.32 | 18.64 | 0.99999 | 0 | 7.48 | 0.10336 | 0 | 18.64
0 | 0 | 0 | 0 | 11.52 | 23.04 | 0.99999 | 0 | 7.48 | 0.10336 | 0 | 23.04
0 | 0 | 0 | 0 | 12.32 | 24.64 | 0.99999 | 0 | 7.48 | 0.10336 | 0 | 24.64
0 | 0 | 0 | 0 | 13.28 | 26.56 | 0.99999 | 0 | 7.48 | 0.10336 | 0 | 26.56
0 | 0 | 0 | 0 | 15.68 | 31.36 | 0.99999 | 0 | 7.48 | 0.10336 | 0 | 31.36
0.43039 | 0 | 0 | 0.43039 | 18.64 | 37.28 | 0.99999 | 0 | 7.48 | 0.10336 | 0 | 36.8496
11.4737 | 0 | 0 | 11.4737 | 28.92 | 57.84 | 0.99999 | 0 | 7.48 | 0.10336 | 0 | 46.3663
28.7283 | 0 | 0 | 28.7283 | 29.52 | 59.04 | 0.99999 | 0 | 7.48 | 0.10336 | 0 | 30.3117
43.2637 | 0 | 0 | 43.2637 | 27.64 | 55.28 | 0.99999 | 0 | 7.48 | 0.10336 | 0 | 12.0163
55.5101 | 0 | 0 | 55.5101 | 39.44 | 78.88 | 0.99999 | 0 | 7.48 | 0.10336 | 0 | 23.3699
64.4406 | 0 | 0 | 64.4406 | 42.56 | 85.12 | 0.99999 | 0 | 11.23 | 0.12409 | 0 | 20.6794
67.6294 | 0 | 0 | 67.6294 | 50 | 100 | 0.99999 | 0 | 11.23 | 0.12409 | 0 | 32.3706
68.4706 | 0 | 0 | 68.4706 | 48.36 | 96.72 | 0.99999 | 0 | 11.23 | 0.12409 | 0 | 28.2494
64.3624 | 0 | 0 | 64.3624 | 49.04 | 98.08 | 0.99999 | 0 | 17.48 | 0.13136 | 0 | 33.7176
56.0775 | 0 | 0 | 56.0775 | 51.6 | 103.2 | 0.99999 | 0 | 17.48 | 0.13136 | 0 | 47.1225
43.5375 | 0 | 0 | 43.5375 | 49.04 | 98.08 | 0.99999 | 0 | 17.48 | 0.13136 | 0 | 54.5425
26.8014 | 0 | 0 | 26.8014 | 49.04 | 98.08 | 0.2 | 2.1372 | 17.48 | 0.13136 | 0 | 69.1414
9.3511 | 0 | 0 | 9.3511 | 48.52 | 97.04 | 0.2 | 0 | 11.23 | 0.12409 | 0 | 87.6889
0 | 0 | 0 | 0 | 50 | 100 | 0.2 | 0 | 11.23 | 0.12409 | 0 | 100
0 | 0 | 0 | 0 | 45.64 | 91.28 | 0.2 | 0 | 11.23 | 0.12409 | 0 | 91.28
0 | 0 | 0 | 0 | 44.2 | 88.4 | 0.2 | 0 | 7.48 | 0.10336 | 0 | 88.4
0 | 0 | 0 | 0 | 41.64 | 83.28 | 0.2 | 0 | 7.48 | 0.10336 | 0 | 83.28
0 | 0 | 0 | 0 | 30.44 | 60.88 | 0.2 | 0 | 7.48 | 0.10336 | 0 | 60.88
0 | 0 | 0 | 0 | 14.88 | 29.76 | 0.2 | 0 | 7.48 | 0.10336 | 0 | 29.76
0 | 0 | 0 | 0 | 9.12 | 18.24 | 0.2 | 0 | 7.48 | 0.10336 | 0 | 18.24
0 | 0 | 0 | 0 | 10.6 | 21.2 | 0.2 | 0 | 7.48 | 0.10336 | 0 | 21.2
0 | 0 | 0 | 0 | 11.68 | 23.36 | 0.2 | 0 | 7.48 | 0.10336 | 0 | 23.36
0 | 0 | 0 | 0 | 12.4 | 24.8 | 0.2 | 0 | 7.48 | 0.10336 | 0 | 24.8
0 | 0 | 0 | 0 | 14.84 | 29.68 | 0.2 | 0 | 7.48 | 0.10336 | 0 | 29.68
0.42061 | 0 | 0 | 0.42061 | 17 | 34 | 0.2 | 0 | 7.48 | 0.10336 | 0 | 33.5794
11.239 | 0 | 0 | 11.239 | 23.04 | 46.08 | 0.2 | 0 | 7.48 | 0.10336 | 0 | 34.841
28.562 | 0 | 0 | 28.562 | 24 | 48 | 0.2 | 0 | 7.48 | 0.10336 | 0 | 19.438
43.1658 | 0 | 0 | 43.1658 | 34.8533 | 69.7067 | 0.2 | 0 | 7.48 | 0.10336 | 0 | 26.5408
55.5688 | 0 | 0 | 55.5688 | 40.3333 | 80.6667 | 0.2 | 0 | 7.48 | 0.10336 | 0 | 25.0979
64.5189 | 0 | 0 | 64.5189 | 45.1067 | 90.2133 | 0.2 | 0 | 7.48 | 0.10336 | 0 | 25.6944
68.2554 | 0 | 0 | 68.2554 | 53.4933 | 106.987 | 0.2 | 0 | 7.48 | 0.10336 | 0 | 38.7312
69.2532 | 0 | 0 | 69.2532 | 52.1333 | 104.267 | 0.2 | 0 | 7.48 | 0.10336 | 0 | 35.0135
65.4775 | 0 | 0 | 65.4775 | 55.1067 | 110.213 | 0.2 | 0 | 7.48 | 0.10336 | 0 | 44.7358
57.3197 | 0 | 0 | 57.3197 | 56.56 | 113.12 | 0.2 | 0 | 7.48 | 0.10336 | 0 | 55.8003
44.0853 | 0 | 0 | 44.0853 | 58.0133 | 116.027 | 0.2 | 0 | 7.48 | 0.10336 | 0 | 71.9414
27.6034 | 0 | 0 | 27.6034 | 56.4533 | 112.907 | 0.2 | 0 | 7.48 | 0.10336 | 0 | 85.3032
9.4783 | 0 | 0 | 9.4783 | 55.6133 | 111.227 | 0.2 | 0 | 7.48 | 0.10336 | 0 | 101.748
0 | 0 | 0 | 0 | 52.9867 | 105.973 | 0.2 | 0 | 7.48 | 0.10336 | 0 | 105.973
0 | 0 | 0 | 0 | 49.24 | 98.48 | 0.2 | 0 | 7.48 | 0.10336 | 0 | 98.48
0 | 0 | 0 | 0 | 45.04 | 90.08 | 0.2 | 0 | 7.48 | 0.10336 | 0 | 90.08
0 | 0 | 0 | 0 | 40.56 | 81.12 | 0.2 | 0 | 7.48 | 0.10336 | 0 | 81.12
0 | 0 | 0 | 0 | 29.76 | 59.52 | 0.2 | 0 | 7.48 | 0.10336 | 0 | 59.52
0 | 0 | 0 | 0 | 13.32 | 26.64 | 0.2 | 0 | 7.48 | 0.10336 | 0 | 26.64
0 | 0 | 0 | 0 | 12.04 | 24.08 | 0.2 | 0 | 7.48 | 0.10336 | 0 | 24.08
0 | 0 | 0 | 0 | 11.76 | 23.52 | 0.2 | 0 | 7.48 | 0.10336 | 0 | 23.52
0 | 0 | 0 | 0 | 10.96 | 21.92 | 0.2 | 0 | 7.48 | 0.10336 | 0 | 21.92
0 | 0 | 0 | 0 | 14.64 | 29.28 | 0.2 | 0 | 7.48 | 0.10336 | 0 | 29.28
0 | 0 | 0 | 0 | 15.56 | 31.12 | 0.2 | 0 | 7.48 | 0.10336 | 0 | 31.12
0.3717 | 0 | 0 | 0.3717 | 16.96 | 33.92 | 0.2 | 0 | 7.48 | 0.10336 | 0 | 33.5483
11.2292 | 0 | 0 | 11.2292 | 18.16 | 36.32 | 0.2 | 0 | 7.48 | 0.10336 | 0 | 25.0908
7.4535 | 0 | 0 | 7.4535 | 20.8 | 41.6 | 0.2 | 0 | 7.48 | 0.10336 | 0 | 34.1465
10.8184 | 0 | 0 | 10.8184 | 25.32 | 50.64 | 0.2 | 0 | 7.48 | 0.10336 | 0 | 39.8216
57.887 | 0 | 0 | 57.887 | 29.44 | 58.88 | 0.2 | 0 | 7.48 | 0.10336 | 0 | 0.99297
56.8502 | 0 | 0 | 56.8502 | 32.48 | 64.96 | 0.2 | 0 | 7.48 | 0.10336 | 0 | 8.1098
70.0063 | 0 | 0 | 70.0063 | 40.88 | 81.76 | 0.2 | 0 | 7.48 | 0.10336 | 0 | 11.7537
69.8205 | 0 | 0 | 69.8205 | 46.52 | 93.04 | 0.2 | 0 | 7.48 | 0.10336 | 0 | 23.2195
64.871 | 0 | 0 | 64.871 | 49.28 | 98.56 | 0.2 | 0 | 7.48 | 0.10336 | 0 | 33.689
56.322 | 0 | 0 | 56.322 | 41.76 | 83.52 | 0.2 | 0 | 7.48 | 0.10336 | 0 | 27.198
43.4202 | 0 | 0 | 43.4202 | 43.48 | 86.96 | 0.2 | 0 | 7.48 | 0.10336 | 0 | 43.5398
26.4199 | 0 | 0 | 26.4199 | 42.32 | 84.64 | 0.2 | 0 | 7.48 | 0.10336 | 0 | 58.2201
8.9599 | 0 | 0 | 8.9599 | 42.76 | 85.52 | 0.2 | 0 | 7.48 | 0.10336 | 0 | 76.5601
0 | 0 | 0 | 0 | 36.68 | 73.36 | 0.2 | 0 | 7.48 | 0.10336 | 0 | 73.36
0 | 0 | 0 | 0 | 33 | 66 | 0.2 | 0 | 7.48 | 0.10336 | 0 | 66
0 | 0 | 0 | 0 | 29.92 | 59.84 | 0.2 | 0 | 7.48 | 0.10336 | 0 | 59.84
0 | 0 | 0 | 0 | 27.64 | 55.28 | 0.2 | 0 | 7.48 | 0.10336 | 0 | 55.28
0 | 0 | 0 | 0 | 27.44 | 54.88 | 0.2 | 0 | 7.48 | 0.10336 | 0 | 54.88
0 | 0 | 0 | 0 | 15.76 | 31.52 | 0.2 | 0 | 7.48 | 0.10336 | 0 | 31.52
0 | 0 | 0 | 0 | 13.44 | 26.88 | 0.2 | 0 | 7.48 | 0.10336 | 0 | 26.88
0 | 0 | 0 | 0 | 14.92 | 29.84 | 0.2 | 0 | 7.48 | 0.10336 | 0 | 29.84
0 | 0 | 0 | 0 | 12.04 | 24.08 | 0.2 | 0 | 7.48 | 0.10336 | 0 | 24.08
0 | 0 | 0 | 0 | 11.64 | 23.28 | 0.2 | 0 | 7.48 | 0.10336 | 0 | 23.28
0 | 0 | 0 | 0 | 14.08 | 28.16 | 0.2 | 0 | 7.48 | 0.10336 | 0 | 28.16
0.30323 | 0 | 0 | 0.30323 | 16.16 | 32.32 | 0.2 | 0 | 7.48 | 0.10336 | 0 | 32.0168
2.9051 | 0 | 0 | 2.9051 | 16.16 | 32.32 | 0.2 | 0 | 7.48 | 0.10336 | 0 | 29.4149
19.2989 | 0 | 0 | 19.2989 | 15.56 | 31.12 | 0.2 | 0 | 7.48 | 0.10336 | 0 | 11.8211
44.8189 | 2.2546 | 1.9243 | 40.64 | 20.32 | 40.64 | 0.95833 | 0 | 7.48 | 0.10336 | 0 | 0
55.9014 | 0.12386 | 1.6175 | 54.16 | 27.08 | 54.16 | 0.99999 | 0 | 7.48 | 0.10336 | 0 | 0
64.7048 | 0 | 10.3848 | 54.32 | 27.16 | 54.32 | 0.99999 | 0 | 11.23 | 0.12409 | 0 | 0
68.0598 | 0 | 0 | 68.0598 | 34.12 | 68.24 | 0.99999 | 0 | 11.23 | 0.12409 | 0 | 0.18019
68.8717 | 0 | 0 | 68.8717 | 39.88 | 79.76 | 0.99999 | 0 | 11.23 | 0.12409 | 0 | 10.8883
64.5678 | 0 | 0 | 64.5678 | 46.72 | 93.44 | 0.99999 | 0 | 17.48 | 0.13136 | 0 | 28.8722
55.9699 | 0 | 0 | 55.9699 | 39.76 | 79.52 | 0.99999 | 0 | 17.48 | 0.13136 | 0 | 23.5501
42.6083 | 0 | 0 | 42.6083 | 40.44 | 80.88 | 0.99999 | 0 | 17.48 | 0.13136 | 0 | 38.2717
26.0482 | 0 | 0 | 26.0482 | 39.64 | 79.28 | 0.2 | 2.1372 | 17.48 | 0.13136 | 0 | 51.0946
8.6371 | 0 | 0 | 8.6371 | 40.96 | 81.92 | 0.2 | 0 | 11.23 | 0.12409 | 0 | 73.2829
0 | 0 | 0 | 0 | 38.84 | 77.68 | 0.2 | 0 | 11.23 | 0.12409 | 0 | 77.68
0 | 0 | 0 | 0 | 32.08 | 64.16 | 0.2 | 0 | 11.23 | 0.12409 | 0 | 64.16
0 | 0 | 0 | 0 | 31.28 | 62.56 | 0.95833 | 0 | 7.48 | 0.10336 | 2.2546 | 62.56
0 | 0 | 0 | 0 | 32.32 | 64.64 | 0.99999 | 0 | 7.48 | 0.10336 | 0.12386 | 64.64
0 | 0 | 0 | 0 | 28.36 | 56.72 | 0.99999 | 0 | 7.48 | 0.10336 | 0 | 56.72
0 | 0 | 0 | 0 | 13.28 | 26.56 | 0.99999 | 0 | 7.48 | 0.10336 | 0 | 26.56
0 | 0 | 0 | 0 | 8.96 | 17.92 | 0.99999 | 0 | 7.48 | 0.10336 | 0 | 17.92
0 | 0 | 0 | 0 | 10.84 | 21.68 | 0.99999 | 0 | 7.48 | 0.10336 | 0 | 21.68
0 | 0 | 0 | 0 | 11.24 | 22.48 | 0.99999 | 0 | 7.48 | 0.10336 | 0 | 22.48
0 | 0 | 0 | 0 | 11.36 | 22.72 | 0.99999 | 0 | 7.48 | 0.10336 | 0 | 22.72
0 | 0 | 0 | 0 | 14.2 | 28.4 | 0.99999 | 0 | 7.48 | 0.10336 | 0 | 28.4
0.22498 | 0 | 0 | 0.22498 | 16.04 | 32.08 | 0.99999 | 0 | 7.48 | 0.10336 | 0 | 31.855
10.8966 | 0 | 0 | 10.8966 | 22.36 | 44.72 | 0.99999 | 0 | 7.48 | 0.10336 | 0 | 33.8234
27.9947 | 0 | 0 | 27.9947 | 21.28 | 42.56 | 0.99999 | 0 | 7.48 | 0.10336 | 0 | 14.5653
42.7061 | 0 | 0 | 42.7061 | 27.64 | 55.28 | 0.99999 | 0 | 7.48 | 0.10336 | 0 | 12.5739
54.9624 | 0 | 0 | 54.9624 | 36.4 | 72.8 | 0.99999 | 0 | 7.48 | 0.10336 | 0 | 17.8376
64.069 | 0 | 0 | 64.069 | 32.4 | 64.8 | 0.99999 | 0 | 11.23 | 0.12409 | 0 | 0.73105
67.561 | 0 | 0 | 67.561 | 34.48 | 68.96 | 0.99999 | 0 | 11.23 | 0.12409 | 0 | 1.399
68.2554 | 0 | 0 | 68.2554 | 46.92 | 93.84 | 0.99999 | 0 | 11.23 | 0.12409 | 0 | 25.5846
63.4625 | 0 | 0 | 63.4625 | 46.76 | 93.52 | 0.99999 | 0 | 17.48 | 0.13136 | 0 | 30.0575
54.9624 | 0 | 0 | 54.9624 | 45.08 | 90.16 | 0.99999 | 0 | 17.48 | 0.13136 | 0 | 35.1976
42.0801 | 0 | 0 | 42.0801 | 47.56 | 95.12 | 0.99999 | 0 | 17.48 | 0.13136 | 0 | 53.0399
25.4613 | 0 | 0 | 25.4613 | 49.44 | 98.88 | 0.2 | 2.1372 | 17.48 | 0.13136 | 0 | 71.2815
8.4121 | 0 | 0 | 8.4121 | 52.04 | 104.08 | 0.2 | 0 | 11.23 | 0.12409 | 0 | 95.6679
0 | 0 | 0 | 0 | 56.08 | 112.16 | 0.2 | 0 | 11.23 | 0.12409 | 0 | 112.16
0 | 0 | 0 | 0 | 50.96 | 101.92 | 0.2 | 0 | 11.23 | 0.12409 | 0 | 101.92
0 | 0 | 0 | 0 | 46.92 | 93.84 | 0.95833 | 0 | 7.48 | 0.10336 | 2.2546 | 93.84
0 | 0 | 0 | 0 | 45.72 | 91.44 | 0.99999 | 0 | 7.48 | 0.10336 | 0.12386 | 91.44
0 | 0 | 0 | 0 | 35.72 | 71.44 | 0.99999 | 0 | 7.48 | 0.10336 | 0 | 71.44
0 | 0 | 0 | 0 | 14.76 | 29.52 | 0.99999 | 0 | 7.48 | 0.10336 | 0 | 29.52
0 | 0 | 0 | 0 | 9.44 | 18.88 | 0.99999 | 0 | 7.48 | 0.10336 | 0 | 18.88
0 | 0 | 0 | 0 | 11.72 | 23.44 | 0.99999 | 0 | 7.48 | 0.10336 | 0 | 23.44
0 | 0 | 0 | 0 | 12.36 | 24.72 | 0.99999 | 0 | 7.48 | 0.10336 | 0 | 24.72
0 | 0 | 0 | 0 | 13.56 | 27.12 | 0.99999 | 0 | 7.48 | 0.10336 | 0 | 27.12
0 | 0 | 0 | 0 | 14.84 | 29.68 | 0.99999 | 0 | 7.48 | 0.10336 | 0 | 29.68
0.21519 | 0 | 0 | 0.21519 | 16.28 | 32.56 | 0.99999 | 0 | 7.48 | 0.10336 | 0 | 32.3448
10.6423 | 0 | 0 | 10.6423 | 21.68 | 43.36 | 0.99999 | 0 | 7.48 | 0.10336 | 0 | 32.7177
28.0338 | 0 | 0 | 28.0338 | 23.36 | 46.72 | 0.99999 | 0 | 7.48 | 0.10336 | 0 | 18.6862
43.4495 | 0 | 0 | 43.4495 | 35.64 | 71.28 | 0.99999 | 0 | 7.48 | 0.10336 | 0 | 27.8305
56.1753 | 0 | 0 | 56.1753 | 42.68 | 85.36 | 0.99999 | 0 | 7.48 | 0.10336 | 0 | 29.1847
64.3331 | 0 | 0 | 64.3331 | 47.88 | 95.76 | 0.99999 | 0 | 11.23 | 0.12409 | 0 | 31.4269
67.6588 | 0 | 0 | 67.6588 | 60.2 | 120.4 | 0.99999 | 0 | 11.23 | 0.12409 | 0 | 52.7412
68.5489 | 0 | 0 | 68.5489 | 58.32 | 116.64 | 0.99999 | 0 | 11.23 | 0.12409 | 0 | 48.0911
64.2157 | 0 | 0 | 64.2157 | 53.8 | 107.6 | 0.99999 | 0 | 17.48 | 0.13136 | 0 | 43.3843
55.8329 | 0 | 0 | 55.8329 | 54.76 | 109.52 | 0.99999 | 0 | 17.48 | 0.13136 | 0 | 53.6871
42.4714 | 0 | 0 | 42.4714 | 58.8 | 117.6 | 0.99999 | 0 | 17.48 | 0.13136 | 0 | 75.1286
25.9699 | 0 | 0 | 25.9699 | 59.2 | 118.4 | 0.2 | 2.1372 | 17.48 | 0.13136 | 0 | 90.2929
8.2556 | 0 | 0 | 8.2556 | 59.08 | 118.16 | 0.2 | 0 | 11.23 | 0.12409 | 0 | 109.904
0 | 0 | 0 | 0 | 58.4 | 116.8 | 0.2 | 0 | 11.23 | 0.12409 | 0 | 116.8
0 | 0 | 0 | 0 | 53.96 | 107.92 | 0.2 | 0 | 11.23 | 0.12409 | 0 | 107.92
0 | 0 | 0 | 0 | 49.2 | 98.4 | 0.95833 | 0 | 7.48 | 0.10336 | 2.2546 | 98.4
0 | 0 | 0 | 0 | 44.52 | 89.04 | 0.99999 | 0 | 7.48 | 0.10336 | 0.12386 | 89.04
0 | 0 | 0 | 0 | 32.88 | 65.76 | 0.99999 | 0 | 7.48 | 0.10336 | 0 | 65.76
0 | 0 | 0 | 0 | 15.08 | 30.16 | 0.99999 | 0 | 7.48 | 0.10336 | 0 | 30.16
0 | 0 | 0 | 0 | 9.48 | 18.96 | 0.99999 | 0 | 7.48 | 0.10336 | 0 | 18.96
0 | 0 | 0 | 0 | 16.36 | 32.72 | 0.99999 | 0 | 7.48 | 0.10336 | 0 | 32.72
0 | 0 | 0 | 0 | 14.24 | 28.48 | 0.99999 | 0 | 7.48 | 0.10336 | 0 | 28.48
0 | 0 | 0 | 0 | 16.08 | 32.16 | 0.99999 | 0 | 7.48 | 0.10336 | 0 | 32.16
0 | 0 | 0 | 0 | 17.2 | 34.4 | 0.99999 | 0 | 7.48 | 0.10336 | 0 | 34.4
0.11738 | 0 | 0 | 0.11738 | 19.2 | 38.4 | 0.99999 | 0 | 7.48 | 0.10336 | 0 | 38.2826
11.0629 | 0 | 0 | 11.0629 | 25.6 | 51.2 | 0.99999 | 0 | 7.48 | 0.10336 | 0 | 40.1371
29.3543 | 0 | 0 | 29.3543 | 26.84 | 53.68 | 0.99999 | 0 | 7.48 | 0.10336 | 0 | 24.3257
45.1124 | 0 | 0 | 45.1124 | 29.44 | 58.88 | 0.99999 | 0 | 7.48 | 0.10336 | 0 | 13.7676
58.0533 | 0 | 0 | 58.0533 | 34.12 | 68.24 | 0.99999 | 0 | 7.48 | 0.10336 | 0 | 10.1867
66.0253 | 0 | 0 | 66.0253 | 42.88 | 85.76 | 0.99999 | 0 | 11.23 | 0.12409 | 0 | 19.7347
70.5932 | 0 | 0 | 70.5932 | 48.12 | 96.24 | 0.99999 | 0 | 11.23 | 0.12409 | 0 | 25.6468
70.1922 | 0 | 0 | 70.1922 | 48.84 | 97.68 | 0.99999 | 0 | 11.23 | 0.12409 | 0 | 27.4878
65.9177 | 0 | 0 | 65.9177 | 53.44 | 106.88 | 0.99999 | 0 | 17.48 | 0.13136 | 0 | 40.9623
56.8795 | 0 | 0 | 56.8795 | 48.76 | 97.52 | 0.99999 | 0 | 17.48 | 0.13136 | 0 | 40.6405
43.7723 | 0 | 0 | 43.7723 | 47.72 | 95.44 | 0.99999 | 0 | 17.48 | 0.13136 | 0 | 51.6677
26.4492 | 0 | 0 | 26.4492 | 45.92 | 91.84 | 0.2 | 2.1372 | 17.48 | 0.13136 | 0 | 63.2536
8.3632 | 0 | 0 | 8.3632 | 48.76 | 97.52 | 0.2 | 0 | 11.23 | 0.12409 | 0 | 89.1568
0 | 0 | 0 | 0 | 48.8 | 97.6 | 0.2 | 0 | 11.23 | 0.12409 | 0 | 97.6
0 | 0 | 0 | 0 | 45.92 | 91.84 | 0.2 | 0 | 11.23 | 0.12409 | 0 | 91.84
0 | 0 | 0 | 0 | 43.08 | 86.16 | 0.95833 | 0 | 7.48 | 0.10336 | 2.2546 | 86.16
0 | 0 | 0 | 0 | 38.28 | 76.56 | 0.99999 | 0 | 7.48 | 0.10336 | 0.12386 | 76.56
0 | 0 | 0 | 0 | 30.6 | 61.2 | 0.99999 | 0 | 7.48 | 0.10336 | 0 | 61.2
0 | 0 | 0 | 0 | 13.64 | 27.28 | 0.99999 | 0 | 7.48 | 0.10336 | 0 | 27.28
0 | 0 | 0 | 0 | 9.96 | 19.92 | 0.99999 | 0 | 7.48 | 0.10336 | 0 | 19.92
0 | 0 | 0 | 0 | 12.2 | 24.4 | 0.99999 | 0 | 7.48 | 0.10336 | 0 | 24.4
0 | 0 | 0 | 0 | 13.56 | 27.12 | 0.99999 | 0 | 7.48 | 0.10336 | 0 | 27.12
0 | 0 | 0 | 0 | 16.32 | 32.64 | 0.99999 | 0 | 7.48 | 0.10336 | 0 | 32.64
0 | 0 | 0 | 0 | 16.72 | 33.44 | 0.99999 | 0 | 7.48 | 0.10336 | 0 | 33.44
0 | 0 | 0 | 0 | 17.64 | 35.28 | 0.99999 | 0 | 7.48 | 0.10336 | 0 | 35.28
7.8154 | 0 | 0 | 7.8154 | 23.44 | 46.88 | 0.99999 | 0 | 7.48 | 0.10336 | 0 | 39.0646
28.8848 | 0 | 0 | 28.8848 | 24.52 | 49.04 | 0.99999 | 0 | 7.48 | 0.10336 | 0 | 20.1552
43.9386 | 0 | 0 | 43.9386 | 26.96 | 53.92 | 0.99999 | 0 | 7.48 | 0.10336 | 0 | 9.9814
56.5763 | 0 | 0 | 56.5763 | 37.04 | 74.08 | 0.99999 | 0 | 7.48 | 0.10336 | 0 | 17.5037
65.7122 | 0 | 0 | 65.7122 | 39.04 | 78.08 | 0.99999 | 0 | 11.23 | 0.12409 | 0 | 12.3678
70.2411 | 0 | 0 | 70.2411 | 42.6 | 85.2 | 0.99999 | 0 | 11.23 | 0.12409 | 0 | 14.9589
69.7814 | 0 | 0 | 69.7814 | 47.52 | 95.04 | 0.99999 | 0 | 11.23 | 0.12409 | 0 | 25.2586
65.321 | 0 | 0 | 65.321 | 51.32 | 102.64 | 0.99999 | 0 | 17.48 | 0.13136 | 0 | 37.319
56.7719 | 0 | 0 | 56.7719 | 48.28 | 96.56 | 0.99999 | 0 | 17.48 | 0.13136 | 0 | 39.7881
43.5082 | 0 | 0 | 43.5082 | 43.64 | 87.28 | 0.99999 | 0 | 17.48 | 0.13136 | 0 | 43.7718
26.0677 | 0 | 0 | 26.0677 | 44.6 | 89.2 | 0.2 | 2.1372 | 17.48 | 0.13136 | 0 | 60.995
7.0427 | 0 | 0 | 7.0427 | 43.12 | 86.24 | 0.2 | 0 | 11.23 | 0.12409 | 0 | 79.1973
0 | 0 | 0 | 0 | 42.68 | 85.36 | 0.2 | 0 | 11.23 | 0.12409 | 0 | 85.36
0 | 0 | 0 | 0 | 41.36 | 82.72 | 0.2 | 0 | 11.23 | 0.12409 | 0 | 82.72
0 | 0 | 0 | 0 | 38.36 | 76.72 | 0.95833 | 0 | 7.48 | 0.10336 | 2.2546 | 76.72
0 | 0 | 0 | 0 | 34.28 | 68.56 | 0.99999 | 0 | 7.48 | 0.10336 | 0.12386 | 68.56
0 | 0 | 0 | 0 | 22.32 | 44.64 | 0.99999 | 0 | 7.48 | 0.10336 | 0 | 44.64
0 | 0 | 0 | 0 | 10.96 | 21.92 | 0.99999 | 0 | 7.48 | 0.10336 | 0 | 21.92
0 | 0 | 0 | 0 | 9.44 | 18.88 | 0.99999 | 0 | 7.48 | 0.10336 | 0 | 18.88
0 | 0 | 0 | 0 | 10.08 | 20.16 | 0.99999 | 0 | 7.48 | 0.10336 | 0 | 20.16
0 | 0 | 0 | 0 | 10.8 | 21.6 | 0.99999 | 0 | 7.48 | 0.10336 | 0 | 21.6
0 | 0 | 0 | 0 | 12.04 | 24.08 | 0.99999 | 0 | 7.48 | 0.10336 | 0 | 24.08
0 | 0 | 0 | 0 | 14.28 | 28.56 | 0.99999 | 0 | 7.48 | 0.10336 | 0 | 28.56
0 | 0 | 0 | 0 | 17.48 | 34.96 | 0.99999 | 0 | 7.48 | 0.10336 | 0 | 34.96
6.4754 | 0 | 0 | 6.4754 | 22.68 | 45.36 | 0.99999 | 0 | 7.48 | 0.10336 | 0 | 38.8846
18.624 | 0 | 0 | 18.624 | 24.12 | 48.24 | 0.99999 | 0 | 7.48 | 0.10336 | 0 | 29.616
36.6611 | 0 | 0 | 36.6611 | 25.08 | 50.16 | 0.99999 | 0 | 7.48 | 0.10336 | 0 | 13.4989
53.6125 | 0 | 0 | 53.6125 | 30.16 | 60.32 | 0.99999 | 0 | 7.48 | 0.10336 | 0 | 6.7075
58.4641 | 0 | 0 | 58.4641 | 47.6 | 95.2 | 0.99999 | 0 | 7.48 | 0.10336 | 0 | 36.7359
71.1019 | 0 | 0 | 71.1019 | 55.28 | 110.56 | 0.99999 | 0 | 7.48 | 0.10336 | 0 | 39.4581
64.4015 | 0 | 0 | 64.4015 | 46.2 | 92.4 | 0.99999 | 0 | 7.48 | 0.10336 | 0 | 27.9985
53.0158 | 0 | 0 | 53.0158 | 47.88 | 95.76 | 0.99999 | 0 | 7.48 | 0.10336 | 0 | 42.7442
38.1381 | 0 | 0 | 38.1381 | 51.52 | 103.04 | 0.99999 | 0 | 7.48 | 0.10336 | 0 | 64.9019
42.9604 | 0 | 0 | 42.9604 | 51.68 | 103.36 | 0.99999 | 0 | 7.48 | 0.10336 | 0 | 60.3996
25.2363 | 0 | 0 | 25.2363 | 48.88 | 97.76 | 0.99999 | 0 | 7.48 | 0.10336 | 0 | 72.5237
7.5709 | 0 | 0 | 7.5709 | 49.92 | 99.84 | 0.99999 | 0 | 7.48 | 0.10336 | 0 | 92.2691
0 | 0 | 0 | 0 | 47.12 | 94.24 | 0.99999 | 0 | 7.48 | 0.10336 | 0 | 94.24
0 | 0 | 0 | 0 | 44.64 | 89.28 | 0.99999 | 0 | 7.48 | 0.10336 | 0 | 89.28
0 | 0 | 0 | 0 | 42.08 | 84.16 | 0.99999 | 0 | 7.48 | 0.10336 | 0 | 84.16
0 | 0 | 0 | 0 | 40.12 | 80.24 | 0.99999 | 0 | 7.48 | 0.10336 | 0 | 80.24
0 | 0 | 0 | 0 | 36.04 | 72.08 | 0.99999 | 0 | 7.48 | 0.10336 | 0 | 72.08
0 | 0 | 0 | 0 | 19.16 | 38.32 | 0.99999 | 0 | 7.48 | 0.10336 | 0 | 38.32
0 | 0 | 0 | 0 | 14.04 | 28.08 | 0.99999 | 0 | 7.48 | 0.10336 | 0 | 28.08
0 | 0 | 0 | 0 | 15.48 | 30.96 | 0.99999 | 0 | 7.48 | 0.10336 | 0 | 30.96
0 | 0 | 0 | 0 | 15.4 | 30.8 | 0.99999 | 0 | 7.48 | 0.10336 | 0 | 30.8
0 | 0 | 0 | 0 | 16.92 | 33.84 | 0.99999 | 0 | 7.48 | 0.10336 | 0 | 33.84
0 | 0 | 0 | 0 | 19.4 | 38.8 | 0.99999 | 0 | 7.48 | 0.10336 | 0 | 38.8
0 | 0 | 0 | 0 | 18.8 | 37.6 | 0.99999 | 0 | 7.48 | 0.10336 | 0 | 37.6
10.4173 | 0 | 0 | 10.4173 | 17.28 | 34.56 | 0.99999 | 0 | 7.48 | 0.10336 | 0 | 24.1427
28.2588 | 0 | 0 | 28.2588 | 21.56 | 43.12 | 0.99999 | 0 | 7.48 | 0.10336 | 0 | 14.8612
44.056 | 0 | 0 | 44.056 | 22.56 | 45.12 | 0.99999 | 0 | 7.48 | 0.10336 | 0 | 1.064
56.7132 | 0 | 0 | 56.7132 | 32.16 | 64.32 | 0.99999 | 0 | 7.48 | 0.10336 | 0 | 7.6067
64.558 | 0 | 0 | 64.558 | 46.48 | 92.96 | 0.99999 | 0 | 7.48 | 0.10336 | 0 | 28.402
69.0477 | 0 | 0 | 69.0477 | 44.4 | 88.8 | 0.99999 | 0 | 7.48 | 0.10336 | 0 | 19.7523
68.6565 | 0 | 0 | 68.6565 | 47.08 | 94.16 | 0.99999 | 0 | 7.48 | 0.10336 | 0 | 25.5035
64.3624 | 0 | 0 | 64.3624 | 43.36 | 86.72 | 0.99999 | 0 | 7.48 | 0.10336 | 0 | 22.3576
55.3634 | 0 | 0 | 55.3634 | 42.64 | 85.28 | 0.99999 | 0 | 7.48 | 0.10336 | 0 | 29.9166
41.7573 | 0 | 0 | 41.7573 | 46.52 | 93.04 | 0.99999 | 0 | 7.48 | 0.10336 | 0 | 51.2827
25.0211 | 0 | 0 | 25.0211 | 49.2 | 98.4 | 0.99999 | 0 | 7.48 | 0.10336 | 0 | 73.3789
7.3557 | 0 | 0 | 7.3557 | 52.68 | 105.36 | 0.99999 | 0 | 7.48 | 0.10336 | 0 | 98.0043
0 | 0 | 0 | 0 | 40.72 | 81.44 | 0.99999 | 0 | 7.48 | 0.10336 | 0 | 81.44
0 | 0 | 0 | 0 | 38.6 | 77.2 | 0.99999 | 0 | 7.48 | 0.10336 | 0 | 77.2
0 | 0 | 0 | 0 | 35 | 70 | 0.99999 | 0 | 7.48 | 0.10336 | 0 | 70
0 | 0 | 0 | 0 | 34.96 | 69.92 | 0.99999 | 0 | 7.48 | 0.10336 | 0 | 69.92
0 | 0 | 0 | 0 | 36.96 | 73.92 | 0.99999 | 0 | 7.48 | 0.10336 | 0 | 73.92
0 | 0 | 0 | 0 | 19 | 38 | 0.99999 | 0 | 7.48 | 0.10336 | 0 | 38
0 | 0 | 0 | 0 | 12.8 | 25.6 | 0.99999 | 0 | 7.48 | 0.10336 | 0 | 25.6
0 | 0 | 0 | 0 | 10.92 | 21.84 | 0.99999 | 0 | 7.48 | 0.10336 | 0 | 21.84
0 | 0 | 0 | 0 | 11.28 | 22.56 | 0.99999 | 0 | 7.48 | 0.10336 | 0 | 22.56
0 | 0 | 0 | 0 | 12.64 | 25.28 | 0.99999 | 0 | 7.48 | 0.10336 | 0 | 25.28
0 | 0 | 0 | 0 | 14.96 | 29.92 | 0.99999 | 0 | 7.48 | 0.10336 | 0 | 29.92
0 | 0 | 0 | 0 | 16 | 32 | 0.99999 | 0 | 7.48 | 0.10336 | 0 | 32
10.3097 | 0 | 0 | 10.3097 | 16.16 | 32.32 | 0.99999 | 0 | 7.48 | 0.10336 | 0 | 22.0103
27.711 | 0 | 0 | 27.711 | 16.92 | 33.84 | 0.99999 | 0 | 7.48 | 0.10336 | 0 | 6.129
42.5398 | 0 | 0 | 42.5398 | 26.2 | 52.4 | 0.99999 | 0 | 7.48 | 0.10336 | 0 | 9.8602
54.8548 | 0 | 0 | 54.8548 | 33.8 | 67.6 | 0.99999 | 0 | 7.48 | 0.10336 | 0 | 12.7452
63.4821 | 0 | 0 | 63.4821 | 39 | 78 | 0.99999 | 0 | 11.23 | 0.12409 | 0 | 14.5179
66.9936 | 0 | 0 | 66.9936 | 51.36 | 102.72 | 0.99999 | 0 | 11.23 | 0.12409 | 0 | 35.7264
67.2871 | 0 | 0 | 67.2871 | 47.12 | 94.24 | 0.99999 | 0 | 11.23 | 0.12409 | 0 | 26.9529
63.7755 | 0 | 0 | 63.7755 | 43.48 | 86.96 | 0.99999 | 0 | 17.48 | 0.13136 | 0 | 23.1845
54.8645 | 0 | 0 | 54.8645 | 47.16 | 94.32 | 0.99999 | 0 | 17.48 | 0.13136 | 0 | 39.4555
41.2487 | 0 | 0 | 41.2487 | 50 | 100 | 0.99999 | 0 | 17.48 | 0.13136 | 0 | 58.7513
24.3755 | 0 | 0 | 24.3755 | 50.56 | 101.12 | 0.2 | 2.1372 | 17.48 | 0.13136 | 0 | 74.6072
7.0427 | 0 | 0 | 7.0427 | 48.44 | 96.88 | 0.2 | 0 | 11.23 | 0.12409 | 0 | 89.8373
0 | 0 | 0 | 0 | 42.08 | 84.16 | 0.2 | 0 | 11.23 | 0.12409 | 0 | 84.16
0 | 0 | 0 | 0 | 35.32 | 70.64 | 0.2 | 0 | 11.23 | 0.12409 | 0 | 70.64
0 | 0 | 0 | 0 | 33.12 | 66.24 | 0.95833 | 0 | 7.48 | 0.10336 | 2.2546 | 66.24
0 | 0 | 0 | 0 | 34.2 | 68.4 | 0.99999 | 0 | 7.48 | 0.10336 | 0.12386 | 68.4
0 | 0 | 0 | 0 | 32 | 64 | 0.99999 | 0 | 7.48 | 0.10336 | 0 | 64
0 | 0 | 0 | 0 | 14.56 | 29.12 | 0.99999 | 0 | 7.48 | 0.10336 | 0 | 29.12
0 | 0 | 0 | 0 | 9.48 | 18.96 | 0.99999 | 0 | 7.48 | 0.10336 | 0 | 18.96
0 | 0 | 0 | 0 | 11.2 | 22.4 | 0.99999 | 0 | 7.48 | 0.10336 | 0 | 22.4
0 | 0 | 0 | 0 | 11.6 | 23.2 | 0.99999 | 0 | 7.48 | 0.10336 | 0 | 23.2
0 | 0 | 0 | 0 | 15.48 | 30.96 | 0.99999 | 0 | 7.48 | 0.10336 | 0 | 30.96
0 | 0 | 0 | 0 | 15.68 | 31.36 | 0.99999 | 0 | 7.48 | 0.10336 | 0 | 31.36
0 | 0 | 0 | 0 | 19.28 | 38.56 | 0.99999 | 0 | 7.48 | 0.10336 | 0 | 38.56
10.2119 | 0 | 0 | 10.2119 | 22.76 | 45.52 | 0.99999 | 0 | 7.48 | 0.10336 | 0 | 35.3081
27.5252 | 0 | 0 | 27.5252 | 21.64 | 43.28 | 0.99999 | 0 | 7.48 | 0.10336 | 0 | 15.7548
43.4495 | 0 | 0 | 43.4495 | 30.4 | 60.8 | 0.99999 | 0 | 7.48 | 0.10336 | 0 | 17.3505
56.0383 | 0 | 0 | 56.0383 | 46.28 | 92.56 | 0.99999 | 0 | 7.48 | 0.10336 | 0 | 36.5217
63.5212 | 0 | 0 | 63.5212 | 55.84 | 111.68 | 0.99999 | 0 | 11.23 | 0.12409 | 0 | 48.1588
67.9327 | 0 | 0 | 67.9327 | 63.72 | 127.44 | 0.99999 | 0 | 11.23 | 0.12409 | 0 | 59.5073
67.3555 | 0 | 0 | 67.3555 | 58.28 | 116.56 | 0.99999 | 0 | 11.23 | 0.12409 | 0 | 49.2045
63.5016 | 0 | 0 | 63.5016 | 58.16 | 116.32 | 0.99999 | 0 | 17.48 | 0.13136 | 0 | 52.8184
54.6983 | 0 | 0 | 54.6983 | 58.32 | 116.64 | 0.99999 | 0 | 17.48 | 0.13136 | 0 | 61.9417
41.4736 | 0 | 0 | 41.4736 | 58.56 | 117.12 | 0.99999 | 0 | 17.48 | 0.13136 | 0 | 75.6464
24.3755 | 0 | 0 | 24.3755 | 51.5333 | 103.067 | 0.2 | 2.1372 | 17.48 | 0.13136 | 0 | 76.5539
6.9155 | 0 | 0 | 6.9155 | 48.6933 | 97.3867 | 0.2 | 0 | 11.23 | 0.12409 | 0 | 90.4711
0 | 0 | 0 | 0 | 51.9067 | 103.813 | 0.2 | 0 | 11.23 | 0.12409 | 0 | 103.813
0 | 0 | 0 | 0 | 47.96 | 95.92 | 0.2 | 0 | 11.23 | 0.12409 | 0 | 95.92
0 | 0 | 0 | 0 | 49.3333 | 98.6667 | 0.95833 | 0 | 7.48 | 0.10336 | 2.2546 | 98.6667
0 | 0 | 0 | 0 | 47.16 | 94.32 | 0.99999 | 0 | 7.48 | 0.10336 | 0.12386 | 94.32
0 | 0 | 0 | 0 | 35.6 | 71.2 | 0.99999 | 0 | 7.48 | 0.10336 | 0 | 71.2
0 | 0 | 0 | 0 | 14.6 | 29.2 | 0.99999 | 0 | 7.48 | 0.10336 | 0 | 29.2
0 | 0 | 0 | 0 | 11.2 | 22.4 | 0.99999 | 0 | 7.48 | 0.10336 | 0 | 22.4
0 | 0 | 0 | 0 | 17.64 | 35.28 | 0.99999 | 0 | 7.48 | 0.10336 | 0 | 35.28
0 | 0 | 0 | 0 | 18.16 | 36.32 | 0.99999 | 0 | 7.48 | 0.10336 | 0 | 36.32
0 | 0 | 0 | 0 | 19.6 | 39.2 | 0.99999 | 0 | 7.48 | 0.10336 | 0 | 39.2
0 | 0 | 0 | 0 | 20.84 | 41.68 | 0.99999 | 0 | 7.48 | 0.10336 | 0 | 41.68
0 | 0 | 0 | 0 | 23.2 | 46.4 | 0.99999 | 0 | 7.48 | 0.10336 | 0 | 46.4
10.4858 | 0 | 0 | 10.4858 | 25.72 | 51.44 | 0.99999 | 0 | 7.48 | 0.10336 | 0 | 40.9542
28.9924 | 0 | 0 | 28.9924 | 25.76 | 51.52 | 0.99999 | 0 | 7.48 | 0.10336 | 0 | 22.5276
44.8189 | 0 | 0 | 44.8189 | 39.36 | 78.72 | 0.99999 | 0 | 7.48 | 0.10336 | 0 | 33.9011
55.9209 | 0 | 0 | 55.9209 | 44.96 | 89.92 | 0.99999 | 0 | 7.48 | 0.10336 | 0 | 33.9991
63.1201 | 0 | 0 | 63.1201 | 48.28 | 96.56 | 0.99999 | 0 | 11.23 | 0.12409 | 0 | 33.4399
67.9424 | 0 | 0 | 67.9424 | 54.6 | 109.2 | 0.99999 | 0 | 11.23 | 0.12409 | 0 | 41.2576
67.3555 | 0 | 0 | 67.3555 | 51.36 | 102.72 | 0.99999 | 0 | 11.23 | 0.12409 | 0 | 35.3645
64.1081 | 0 | 0 | 64.1081 | 56.72 | 113.44 | 0.99999 | 0 | 17.48 | 0.13136 | 0 | 49.3319
55.2265 | 0 | 0 | 55.2265 | 53.76 | 107.52 | 0.99999 | 0 | 17.48 | 0.13136 | 0 | 52.2935
41.8747 | 0 | 0 | 41.8747 | 49.44 | 98.88 | 0.99999 | 0 | 17.48 | 0.13136 | 0 | 57.0053
24.2679 | 0 | 0 | 24.2679 | 47.92 | 95.84 | 0.2 | 2.1372 | 17.48 | 0.13136 | 0 | 69.4348
6.7395 | 0 | 0 | 6.7395 | 51.24 | 102.48 | 0.2 | 0 | 11.23 | 0.12409 | 0 | 95.7405
0 | 0 | 0 | 0 | 50.56 | 101.12 | 0.2 | 0 | 11.23 | 0.12409 | 0 | 101.12
0 | 0 | 0 | 0 | 47.4 | 94.8 | 0.2 | 0 | 11.23 | 0.12409 | 0 | 94.8
0 | 0 | 0 | 0 | 45.56 | 91.12 | 0.95833 | 0 | 7.48 | 0.10336 | 2.2546 | 91.12
0 | 0 | 0 | 0 | 41.4 | 82.8 | 0.99999 | 0 | 7.48 | 0.10336 | 0.12386 | 82.8
0 | 0 | 0 | 0 | 31.52 | 63.04 | 0.99999 | 0 | 7.48 | 0.10336 | 0 | 63.04
0 | 0 | 0 | 0 | 13.44 | 26.88 | 0.99999 | 0 | 7.48 | 0.10336 | 0 | 26.88
0 | 0 | 0 | 0 | 9.36 | 18.72 | 0.99999 | 0 | 7.48 | 0.10336 | 0 | 18.72
0 | 0 | 0 | 0 | 10.68 | 21.36 | 0.99999 | 0 | 7.48 | 0.10336 | 0 | 21.36
0 | 0 | 0 | 0 | 10.84 | 21.68 | 0.99999 | 0 | 7.48 | 0.10336 | 0 | 21.68
0 | 0 | 0 | 0 | 12.16 | 24.32 | 0.99999 | 0 | 7.48 | 0.10336 | 0 | 24.32
0 | 0 | 0 | 0 | 14.36 | 28.72 | 0.99999 | 0 | 7.48 | 0.10336 | 0 | 28.72
0 | 0 | 0 | 0 | 16.72 | 33.44 | 0.99999 | 0 | 7.48 | 0.10336 | 0 | 33.44
10.2315 | 0 | 0 | 10.2315 | 22.36 | 44.72 | 0.99999 | 0 | 7.48 | 0.10336 | 0 | 34.4885
27.8089 | 0 | 0 | 27.8089 | 28.2 | 56.4 | 0.99999 | 0 | 7.48 | 0.10336 | 0 | 28.5911
42.6572 | 0 | 0 | 42.6572 | 31.2 | 62.4 | 0.99999 | 0 | 7.48 | 0.10336 | 0 | 19.7428
54.7374 | 0 | 0 | 54.7374 | 33.64 | 67.28 | 0.99999 | 0 | 7.48 | 0.10336 | 0 | 12.5426
63.0419 | 0 | 0 | 63.0419 | 39.08 | 78.16 | 0.99999 | 0 | 11.23 | 0.12409 | 0 | 15.1181
67.1795 | 0 | 0 | 67.1795 | 45.08 | 90.16 | 0.99999 | 0 | 11.23 | 0.12409 | 0 | 22.9805
66.573 | 0 | 0 | 66.573 | 47.4 | 94.8 | 0.99999 | 0 | 11.23 | 0.12409 | 0 | 28.227
62.5626 | 0 | 0 | 62.5626 | 50.92 | 101.84 | 0.99999 | 0 | 17.48 | 0.13136 | 0 | 39.2774
53.769 | 0 | 0 | 53.769 | 48.88 | 97.76 | 0.99999 | 0 | 17.48 | 0.13136 | 0 | 43.991
40.2314 | 0 | 0 | 40.2314 | 48.72 | 97.44 | 0.99999 | 0 | 17.48 | 0.13136 | 0 | 57.2086
23.2702 | 0 | 0 | 23.2702 | 45.12 | 90.24 | 0.2 | 2.1372 | 17.48 | 0.13136 | 0 | 64.8326
6.2993 | 0 | 0 | 6.2993 | 46.64 | 93.28 | 0.2 | 0 | 11.23 | 0.12409 | 0 | 86.9807
0 | 0 | 0 | 0 | 47.04 | 94.08 | 0.2 | 0 | 11.23 | 0.12409 | 0 | 94.08
0 | 0 | 0 | 0 | 42 | 84 | 0.2 | 0 | 11.23 | 0.12409 | 0 | 84
0 | 0 | 0 | 0 | 41.56 | 83.12 | 0.95833 | 0 | 7.48 | 0.10336 | 2.2546 | 83.12
0 | 0 | 0 | 0 | 35.12 | 70.24 | 0.99999 | 0 | 7.48 | 0.10336 | 0.12386 | 70.24
0 | 0 | 0 | 0 | 31.12 | 62.24 | 0.99999 | 0 | 7.48 | 0.10336 | 0 | 62.24
0 | 0 | 0 | 0 | 13.16 | 26.32 | 0.99999 | 0 | 7.48 | 0.10336 | 0 | 26.32
0 | 0 | 0 | 0 | 9.24 | 18.48 | 0.99999 | 0 | 7.48 | 0.10336 | 0 | 18.48
0 | 0 | 0 | 0 | 11.24 | 22.48 | 0.99999 | 0 | 7.48 | 0.10336 | 0 | 22.48
0 | 0 | 0 | 0 | 12.52 | 25.04 | 0.99999 | 0 | 7.48 | 0.10336 | 0 | 25.04
0 | 0 | 0 | 0 | 16.28 | 32.56 | 0.99999 | 0 | 7.48 | 0.10336 | 0 | 32.56
0 | 0 | 0 | 0 | 17.32 | 34.64 | 0.99999 | 0 | 7.48 | 0.10336 | 0 | 34.64
0 | 0 | 0 | 0 | 18.96 | 37.92 | 0.99999 | 0 | 7.48 | 0.10336 | 0 | 37.92
10.2608 | 0 | 0 | 10.2608 | 27.6 | 55.2 | 0.99999 | 0 | 7.48 | 0.10336 | 0 | 44.9392
28.249 | 0 | 0 | 28.249 | 32.76 | 65.52 | 0.99999 | 0 | 7.48 | 0.10336 | 0 | 37.271
43.4006 | 0 | 0 | 43.4006 | 38.44 | 76.88 | 0.99999 | 0 | 7.48 | 0.10336 | 0 | 33.4794
55.9014 | 0 | 0 | 55.9014 | 43.32 | 86.64 | 0.99999 | 0 | 7.48 | 0.10336 | 0 | 30.7386
62.5626 | 0 | 0 | 62.5626 | 44.6 | 89.2 | 0.99999 | 0 | 11.23 | 0.12409 | 0 | 26.6374
67.2675 | 0 | 0 | 67.2675 | 57.92 | 115.84 | 0.99999 | 0 | 11.23 | 0.12409 | 0 | 48.5725
67.512 | 0 | 0 | 67.512 | 49.64 | 99.28 | 0.99999 | 0 | 11.23 | 0.12409 | 0 | 31.768
62.8952 | 0 | 0 | 62.8952 | 46.64 | 93.28 | 0.99999 | 0 | 17.48 | 0.13136 | 0 | 30.3848
54.5809 | 0 | 0 | 54.5809 | 51.92 | 103.84 | 0.99999 | 0 | 17.48 | 0.13136 | 0 | 49.2591
40.7792 | 0 | 0 | 40.7792 | 50.28 | 100.56 | 0.99999 | 0 | 17.48 | 0.13136 | 0 | 59.7808
23.4365 | 0 | 0 | 23.4365 | 49.76 | 99.52 | 0.2 | 2.1372 | 17.48 | 0.13136 | 0 | 73.9463
6.2308 | 0 | 0 | 6.2308 | 46.84 | 93.68 | 0.2 | 0 | 11.23 | 0.12409 | 0 | 87.4492
0 | 0 | 0 | 0 | 45.56 | 91.12 | 0.2 | 0 | 11.23 | 0.12409 | 0 | 91.12
0 | 0 | 0 | 0 | 41.8 | 83.6 | 0.2 | 0 | 11.23 | 0.12409 | 0 | 83.6
0 | 0 | 0 | 0 | 41.64 | 83.28 | 0.95833 | 0 | 7.48 | 0.10336 | 2.2546 | 83.28
0 | 0 | 0 | 0 | 41.56 | 83.12 | 0.99999 | 0 | 7.48 | 0.10336 | 0.12386 | 83.12
0 | 0 | 0 | 0 | 33.24 | 66.48 | 0.99999 | 0 | 7.48 | 0.10336 | 0 | 66.48
0 | 0 | 0 | 0 | 14.2 | 28.4 | 0.99999 | 0 | 7.48 | 0.10336 | 0 | 28.4
0 | 0 | 0 | 0 | 9.36 | 18.72 | 0.99999 | 0 | 7.48 | 0.10336 | 0 | 18.72
0 | 0 | 0 | 0 | 10.64 | 21.28 | 0.99999 | 0 | 7.48 | 0.10336 | 0 | 21.28
0 | 0 | 0 | 0 | 11.04 | 22.08 | 0.99999 | 0 | 7.48 | 0.10336 | 0 | 22.08
0 | 0 | 0 | 0 | 12.56 | 25.12 | 0.99999 | 0 | 7.48 | 0.10336 | 0 | 25.12
0 | 0 | 0 | 0 | 14.64 | 29.28 | 0.99999 | 0 | 7.48 | 0.10336 | 0 | 29.28
0 | 0 | 0 | 0 | 16.16 | 32.32 | 0.99999 | 0 | 7.48 | 0.10336 | 0 | 32.32
10.0456 | 0 | 0 | 10.0456 | 22.52 | 45.04 | 0.99999 | 0 | 7.48 | 0.10336 | 0 | 34.9944
28.0925 | 0 | 0 | 28.0925 | 24.08 | 48.16 | 0.99999 | 0 | 7.48 | 0.10336 | 0 | 20.0675
43.8995 | 0 | 0 | 43.8995 | 25.48 | 50.96 | 0.99999 | 0 | 7.48 | 0.10336 | 0 | 7.0605
56.6643 | 0 | 0 | 56.6643 | 38.72 | 77.44 | 0.99999 | 0 | 7.48 | 0.10336 | 0 | 20.7757
64.47 | 0 | 0 | 64.47 | 51.76 | 103.52 | 0.99999 | 0 | 7.48 | 0.10336 | 0 | 39.05
69.2434 | 0 | 0 | 69.2434 | 50.56 | 101.12 | 0.99999 | 0 | 7.48 | 0.10336 | 0 | 31.8766
68.6467 | 0 | 0 | 68.6467 | 53.04 | 106.08 | 0.99999 | 0 | 7.48 | 0.10336 | 0 | 37.4333
64.1472 | 0 | 0 | 64.1472 | 53.68 | 107.36 | 0.99999 | 0 | 7.48 | 0.10336 | 0 | 43.2128
55.158 | 0 | 0 | 55.158 | 55.24 | 110.48 | 0.99999 | 0 | 7.48 | 0.10336 | 0 | 55.322
41.6301 | 0 | 0 | 41.6301 | 53.28 | 106.56 | 0.99999 | 0 | 7.48 | 0.10336 | 0 | 64.9299
23.7202 | 0 | 0 | 23.7202 | 56.6 | 113.2 | 0.99999 | 0 | 7.48 | 0.10336 | 0 | 89.4798
6.1624 | 0 | 0 | 6.1624 | 57.44 | 114.88 | 0.99999 | 0 | 7.48 | 0.10336 | 0 | 108.718
0 | 0 | 0 | 0 | 55.84 | 111.68 | 0.62994 | 0.98861 | 7.48 | 0.10336 | 0 | 110.691
0 | 0 | 0 | 0 | 55.92 | 111.84 | 0.2 | 1.1486 | 7.48 | 0.10336 | 0 | 110.691
0 | 0 | 0 | 0 | 46.8 | 93.6 | 0.95833 | 0 | 7.48 | 0.10336 | 2.2546 | 93.6
0 | 0 | 0 | 0 | 39.72 | 79.44 | 0.99999 | 0 | 7.48 | 0.10336 | 0.12386 | 79.44
0 | 0 | 0 | 0 | 32.96 | 65.92 | 0.99999 | 0 | 7.48 | 0.10336 | 0 | 65.92
0 | 0 | 0 | 0 | 16.28 | 32.56 | 0.99999 | 0 | 7.48 | 0.10336 | 0 | 32.56
0 | 0 | 0 | 0 | 12.56 | 25.12 | 0.99999 | 0 | 7.48 | 0.10336 | 0 | 25.12
0 | 0 | 0 | 0 | 12.56 | 25.12 | 0.99999 | 0 | 7.48 | 0.10336 | 0 | 25.12
0 | 0 | 0 | 0 | 10 | 20 | 0.99999 | 0 | 7.48 | 0.10336 | 0 | 20
0 | 0 | 0 | 0 | 12.36 | 24.72 | 0.99999 | 0 | 7.48 | 0.10336 | 0 | 24.72
0 | 0 | 0 | 0 | 14.56 | 29.12 | 0.99999 | 0 | 7.48 | 0.10336 | 0 | 29.12
0 | 0 | 0 | 0 | 15.76 | 31.52 | 0.99999 | 0 | 7.48 | 0.10336 | 0 | 31.52
10.1923 | 0 | 0 | 10.1923 | 16.2 | 32.4 | 0.99999 | 0 | 7.48 | 0.10336 | 0 | 22.2077
14.9559 | 0 | 0 | 14.9559 | 20.64 | 41.28 | 0.99999 | 0 | 7.48 | 0.10336 | 0 | 26.3241
45.4938 | 0 | 0 | 45.4938 | 27.4 | 54.8 | 0.99999 | 0 | 7.48 | 0.10336 | 0 | 9.3062
58.5815 | 0 | 0 | 58.5815 | 32.96 | 65.92 | 0.99999 | 0 | 7.48 | 0.10336 | 0 | 7.3385
66.6904 | 0 | 0 | 66.6904 | 40.56 | 81.12 | 0.99999 | 0 | 7.48 | 0.10336 | 0 | 14.4296
71.3953 | 0 | 0 | 71.3953 | 47.68 | 95.36 | 0.99999 | 0 | 7.48 | 0.10336 | 0 | 23.9647
71.1116 | 0 | 0 | 71.1116 | 48.68 | 97.36 | 0.99999 | 0 | 7.48 | 0.10336 | 0 | 26.2484
66.0839 | 0 | 0 | 66.0839 | 49.52 | 99.04 | 0.99999 | 0 | 7.48 | 0.10336 | 0 | 32.9561
56.8306 | 0 | 0 | 56.8306 | 55.08 | 110.16 | 0.99999 | 0 | 7.48 | 0.10336 | 0 | 53.3294
42.2562 | 0 | 0 | 42.2562 | 60.04 | 120.08 | 0.99999 | 0 | 7.48 | 0.10336 | 0 | 77.8238
24.0723 | 0 | 0 | 24.0723 | 57.32 | 114.64 | 0.99999 | 0 | 7.48 | 0.10336 | 0 | 90.5677
6.0254 | 0 | 0 | 6.0254 | 59.16 | 118.32 | 0.39989 | 1.6032 | 7.48 | 0.10336 | 0 | 110.691
0 | 0 | 0 | 0 | 51.4 | 102.8 | 0.99999 | 0 | 7.48 | 0.10336 | 1.7842 | 102.8
0 | 0 | 0 | 0 | 49.92 | 99.84 | 0.99999 | 0 | 7.48 | 0.10336 | 0 | 99.84
0 | 0 | 0 | 0 | 46.68 | 93.36 | 0.99999 | 0 | 7.48 | 0.10336 | 0 | 93.36
0 | 0 | 0 | 0 | 45.36 | 90.72 | 0.99999 | 0 | 7.48 | 0.10336 | 0 | 90.72
0 | 0 | 0 | 0 | 40.56 | 81.12 | 0.99999 | 0 | 7.48 | 0.10336 | 0 | 81.12
0 | 0 | 0 | 0 | 20.56 | 41.12 | 0.99999 | 0 | 7.48 | 0.10336 | 0 | 41.12
0 | 0 | 0 | 0 | 13.28 | 26.56 | 0.99999 | 0 | 7.48 | 0.10336 | 0 | 26.56
0 | 0 | 0 | 0 | 16.48 | 32.96 | 0.99999 | 0 | 7.48 | 0.10336 | 0 | 32.96
0 | 0 | 0 | 0 | 18.28 | 36.56 | 0.99999 | 0 | 7.48 | 0.10336 | 0 | 36.56
0 | 0 | 0 | 0 | 20.68 | 41.36 | 0.99999 | 0 | 7.48 | 0.10336 | 0 | 41.36
0 | 0 | 0 | 0 | 21.44 | 42.88 | 0.99999 | 0 | 7.48 | 0.10336 | 0 | 42.88
0 | 0 | 0 | 0 | 23.24 | 46.48 | 0.99999 | 0 | 7.48 | 0.10336 | 0 | 46.48
10.3586 | 0 | 0 | 10.3586 | 26 | 52 | 0.99999 | 0 | 7.48 | 0.10336 | 0 | 41.6414
8.5686 | 0 | 0 | 8.5686 | 23.64 | 47.28 | 0.99999 | 0 | 7.48 | 0.10336 | 0 | 38.7114
20.6292 | 0 | 0 | 20.6292 | 32.32 | 64.64 | 0.99999 | 0 | 7.48 | 0.10336 | 0 | 44.0108
39.1554 | 0 | 0 | 39.1554 | 38.04 | 76.08 | 0.99999 | 0 | 7.48 | 0.10336 | 0 | 36.9246
67.2773 | 0 | 0 | 67.2773 | 42.72 | 85.44 | 0.99999 | 0 | 11.23 | 0.12409 | 0 | 18.1627
71.1801 | 0 | 0 | 71.1801 | 47.12 | 94.24 | 0.99999 | 0 | 11.23 | 0.12409 | 0 | 23.0599
70.1335 | 0 | 0 | 70.1335 | 48.28 | 96.56 | 0.99999 | 0 | 11.23 | 0.12409 | 0 | 26.4265
65.8101 | 0 | 0 | 65.8101 | 47.88 | 95.76 | 0.99999 | 0 | 17.48 | 0.13136 | 0 | 29.9499
55.3145 | 0 | 0 | 55.3145 | 51.64 | 103.28 | 0.99999 | 0 | 17.48 | 0.13136 | 0 | 47.9655
40.9063 | 0 | 0 | 40.9063 | 60.32 | 120.64 | 0.99999 | 0 | 17.48 | 0.13136 | 0 | 79.7337
22.8105 | 0 | 0 | 22.8105 | 59.68 | 119.36 | 0.2 | 2.1372 | 17.48 | 0.13136 | 0 | 94.4123
5.6439 | 0 | 0 | 5.6439 | 53.2 | 106.4 | 0.2 | 0 | 11.23 | 0.12409 | 0 | 100.756
0 | 0 | 0 | 0 | 49.72 | 99.44 | 0.2 | 0 | 11.23 | 0.12409 | 0 | 99.44
0 | 0 | 0 | 0 | 45 | 90 | 0.2 | 0 | 11.23 | 0.12409 | 0 | 90
0 | 0 | 0 | 0 | 36.12 | 72.24 | 0.95833 | 0 | 7.48 | 0.10336 | 2.2546 | 72.24
0 | 0 | 0 | 0 | 34.4 | 68.8 | 0.99999 | 0 | 7.48 | 0.10336 | 0.12386 | 68.8
0 | 0 | 0 | 0 | 30.28 | 60.56 | 0.99999 | 0 | 7.48 | 0.10336 | 0 | 60.56
0 | 0 | 0 | 0 | 14.28 | 28.56 | 0.99999 | 0 | 7.48 | 0.10336 | 0 | 28.56
0 | 0 | 0 | 0 | 8.92 | 17.84 | 0.99999 | 0 | 7.48 | 0.10336 | 0 | 17.84
0 | 0 | 0 | 0 | 11.36 | 22.72 | 0.99999 | 0 | 7.48 | 0.10336 | 0 | 22.72
0 | 0 | 0 | 0 | 13.96 | 27.92 | 0.99999 | 0 | 7.48 | 0.10336 | 0 | 27.92
0 | 0 | 0 | 0 | 16.24 | 32.48 | 0.99999 | 0 | 7.48 | 0.10336 | 0 | 32.48
0 | 0 | 0 | 0 | 17.4 | 34.8 | 0.99999 | 0 | 7.48 | 0.10336 | 0 | 34.8
0 | 0 | 0 | 0 | 22.12 | 44.24 | 0.99999 | 0 | 7.48 | 0.10336 | 0 | 44.24
9.8989 | 0 | 0 | 9.8989 | 22.56 | 45.12 | 0.99999 | 0 | 7.48 | 0.10336 | 0 | 35.2211
12.2465 | 0 | 0 | 12.2465 | 16.72 | 33.44 | 0.99999 | 0 | 7.48 | 0.10336 | 0 | 21.1935
15.4744 | 0 | 0 | 15.4744 | 20 | 40 | 0.99999 | 0 | 7.48 | 0.10336 | 0 | 24.5256
30.7433 | 0 | 0 | 30.7433 | 23.48 | 46.96 | 0.99999 | 0 | 7.48 | 0.10336 | 0 | 16.2167
46.6774 | 0 | 0 | 46.6774 | 36 | 72 | 0.99999 | 0 | 11.23 | 0.12409 | 0 | 25.3226
72.4517 | 0 | 0 | 72.4517 | 44.8 | 89.6 | 0.99999 | 0 | 11.23 | 0.12409 | 0 | 17.1483
71.0236 | 0 | 0 | 71.0236 | 44.2 | 88.4 | 0.99999 | 0 | 11.23 | 0.12409 | 0 | 17.3764
66.4752 | 0 | 0 | 66.4752 | 44.68 | 89.36 | 0.99999 | 0 | 17.48 | 0.13136 | 0 | 22.8848
56.3905 | 0 | 0 | 56.3905 | 46.96 | 93.92 | 0.99999 | 0 | 17.48 | 0.13136 | 0 | 37.5295
41.7084 | 0 | 0 | 41.7084 | 48.64 | 97.28 | 0.99999 | 0 | 17.48 | 0.13136 | 0 | 55.5716
23.2605 | 0 | 0 | 23.2605 | 56.04 | 112.08 | 0.2 | 2.1372 | 17.48 | 0.13136 | 0 | 86.6823
5.5657 | 0 | 0 | 5.5657 | 53.24 | 106.48 | 0.2 | 0 | 11.23 | 0.12409 | 0 | 100.914
0 | 0 | 0 | 0 | 48.88 | 97.76 | 0.2 | 0 | 11.23 | 0.12409 | 0 | 97.76
0 | 0 | 0 | 0 | 41.84 | 83.68 | 0.2 | 0 | 11.23 | 0.12409 | 0 | 83.68
0 | 0 | 0 | 0 | 39 | 78 | 0.95833 | 0 | 7.48 | 0.10336 | 2.2546 | 78
0 | 0 | 0 | 0 | 38.56 | 77.12 | 0.99999 | 0 | 7.48 | 0.10336 | 0.12386 | 77.12
0 | 0 | 0 | 0 | 35 | 70 | 0.99999 | 0 | 7.48 | 0.10336 | 0 | 70
0 | 0 | 0 | 0 | 17.68 | 35.36 | 0.99999 | 0 | 7.48 | 0.10336 | 0 | 35.36
0 | 0 | 0 | 0 | 13.8 | 27.6 | 0.99999 | 0 | 7.48 | 0.10336 | 0 | 27.6
0 | 0 | 0 | 0 | 21.16 | 42.32 | 0.99999 | 0 | 7.48 | 0.10336 | 0 | 42.32
0 | 0 | 0 | 0 | 29.92 | 59.84 | 0.99999 | 0 | 7.48 | 0.10336 | 0 | 59.84
0 | 0 | 0 | 0 | 26.36 | 52.72 | 0.99999 | 0 | 7.48 | 0.10336 | 0 | 52.72
0 | 0 | 0 | 0 | 20.68 | 41.36 | 0.99999 | 0 | 7.48 | 0.10336 | 0 | 41.36
0 | 0 | 0 | 0 | 26 | 52 | 0.99999 | 0 | 7.48 | 0.10336 | 0 | 52
9.6935 | 0 | 0 | 9.6935 | 31.48 | 62.96 | 0.99999 | 0 | 7.48 | 0.10336 | 0 | 53.2665
7.9817 | 0 | 0 | 7.9817 | 34.24 | 68.48 | 0.99999 | 0 | 7.48 | 0.10336 | 0 | 60.4983
18.7805 | 0 | 0 | 18.7805 | 33.32 | 66.64 | 0.99999 | 0 | 7.48 | 0.10336 | 0 | 47.8595
55.6177 | 0 | 0 | 55.6177 | 45.48 | 90.96 | 0.99999 | 0 | 7.48 | 0.10336 | 0 | 35.3423
41.5421 | 0 | 0 | 41.5421 | 51.76 | 103.52 | 0.99999 | 0 | 11.23 | 0.12409 | 0 | 61.9779
69.5759 | 0 | 0 | 69.5759 | 54.72 | 109.44 | 0.99999 | 0 | 11.23 | 0.12409 | 0 | 39.8641
69.126 | 0 | 0 | 69.126 | 60.16 | 120.32 | 0.99999 | 0 | 11.23 | 0.12409 | 0 | 51.194
64.6754 | 0 | 0 | 64.6754 | 68.04 | 136.08 | 0.99999 | 0 | 17.48 | 0.13136 | 0 | 71.4046
54.8645 | 0 | 0 | 54.8645 | 61.8 | 123.6 | 0.99999 | 0 | 17.48 | 0.13136 | 0 | 68.7355
40.3683 | 0 | 0 | 40.3683 | 57 | 114 | 0.99999 | 0 | 17.48 | 0.13136 | 0 | 73.6317
22.1943 | 0 | 0 | 22.1943 | 58.04 | 116.08 | 0.99999 | 0 | 17.48 | 0.13136 | 0 | 93.8857
5.2722 | 0 | 0 | 5.2722 | 58 | 116 | 0.92794 | 0.19249 | 11.23 | 0.12409 | 0 | 110.535
0 | 0 | 0 | 0 | 56.24 | 112.48 | 0.2 | 1.9447 | 11.23 | 0.12409 | 0 | 110.535
0 | 0 | 0 | 0 | 51.36 | 102.72 | 0.2 | 0 | 11.23 | 0.12409 | 0 | 102.72
0 | 0 | 0 | 0 | 43.12 | 86.24 | 0.95833 | 0 | 7.48 | 0.10336 | 2.2546 | 86.24
0 | 0 | 0 | 0 | 38.52 | 77.04 | 0.99999 | 0 | 7.48 | 0.10336 | 0.12386 | 77.04
0 | 0 | 0 | 0 | 29.28 | 58.56 | 0.99999 | 0 | 7.48 | 0.10336 | 0 | 58.56
0 | 0 | 0 | 0 | 14.44 | 28.88 | 0.99999 | 0 | 7.48 | 0.10336 | 0 | 28.88
0 | 0 | 0 | 0 | 11.48 | 22.96 | 0.99999 | 0 | 7.48 | 0.10336 | 0 | 22.96
0 | 0 | 0 | 0 | 20.16 | 40.32 | 0.99999 | 0 | 7.48 | 0.10336 | 0 | 40.32
0 | 0 | 0 | 0 | 23.24 | 46.48 | 0.99999 | 0 | 7.48 | 0.10336 | 0 | 46.48
0 | 0 | 0 | 0 | 20.56 | 41.12 | 0.99999 | 0 | 7.48 | 0.10336 | 0 | 41.12
0 | 0 | 0 | 0 | 18.76 | 37.52 | 0.99999 | 0 | 7.48 | 0.10336 | 0 | 37.52
0 | 0 | 0 | 0 | 25.56 | 51.12 | 0.99999 | 0 | 7.48 | 0.10336 | 0 | 51.12
9.7717 | 0 | 0 | 9.7717 | 29.2 | 58.4 | 0.99999 | 0 | 7.48 | 0.10336 | 0 | 48.6283
28.2784 | 0 | 0 | 28.2784 | 29.36 | 58.72 | 0.99999 | 0 | 7.48 | 0.10336 | 0 | 30.4416
43.7136 | 0 | 0 | 43.7136 | 32.12 | 64.24 | 0.99999 | 0 | 7.48 | 0.10336 | 0 | 20.5264
54.62 | 0 | 0 | 54.62 | 38.68 | 77.36 | 0.99999 | 0 | 7.48 | 0.10336 | 0 | 22.74
63.2669 | 0 | 0 | 63.2669 | 41.68 | 83.36 | 0.99999 | 0 | 11.23 | 0.12409 | 0 | 20.0931
67.9913 | 0 | 0 | 67.9913 | 45.6 | 91.2 | 0.99999 | 0 | 11.23 | 0.12409 | 0 | 23.2087
68.3239 | 0 | 0 | 68.3239 | 45.2 | 90.4 | 0.99999 | 0 | 11.23 | 0.12409 | 0 | 22.0761
63.3158 | 0 | 0 | 63.3158 | 43.2 | 86.4 | 0.99999 | 0 | 17.48 | 0.13136 | 0 | 23.0842
53.9549 | 0 | 0 | 53.9549 | 49.28 | 98.56 | 0.99999 | 0 | 17.48 | 0.13136 | 0 | 44.6051
39.7814 | 0 | 0 | 39.7814 | 49.8 | 99.6 | 0.99999 | 0 | 17.48 | 0.13136 | 0 | 59.8186
22.0378 | 0 | 0 | 22.0378 | 51.68 | 103.36 | 0.2 | 2.1372 | 17.48 | 0.13136 | 0 | 79.185
4.9984 | 0 | 0 | 4.9984 | 49.76 | 99.52 | 0.2 | 0 | 11.23 | 0.12409 | 0 | 94.5216
0 | 0 | 0 | 0 | 45.16 | 90.32 | 0.2 | 0 | 11.23 | 0.12409 | 0 | 90.32
0 | 0 | 0 | 0 | 39.32 | 78.64 | 0.2 | 0 | 11.23 | 0.12409 | 0 | 78.64
0 | 0 | 0 | 0 | 40.12 | 80.24 | 0.95833 | 0 | 7.48 | 0.10336 | 2.2546 | 80.24
0 | 0 | 0 | 0 | 36.32 | 72.64 | 0.99999 | 0 | 7.48 | 0.10336 | 0.12386 | 72.64
0 | 0 | 0 | 0 | 27.08 | 54.16 | 0.99999 | 0 | 7.48 | 0.10336 | 0 | 54.16
0 | 0 | 0 | 0 | 13.08 | 26.16 | 0.99999 | 0 | 7.48 | 0.10336 | 0 | 26.16
0 | 0 | 0 | 0 | 9.44 | 18.88 | 0.99999 | 0 | 7.48 | 0.10336 | 0 | 18.88
0 | 0 | 0 | 0 | 12.4 | 24.8 | 0.99999 | 0 | 7.48 | 0.10336 | 0 | 24.8
0 | 0 | 0 | 0 | 15.2 | 30.4 | 0.99999 | 0 | 7.48 | 0.10336 | 0 | 30.4
0 | 0 | 0 | 0 | 17.6 | 35.2 | 0.99999 | 0 | 7.48 | 0.10336 | 0 | 35.2
0 | 0 | 0 | 0 | 21.2 | 42.4 | 0.99999 | 0 | 7.48 | 0.10336 | 0 | 42.4
0 | 0 | 0 | 0 | 23.92 | 47.84 | 0.99999 | 0 | 7.48 | 0.10336 | 0 | 47.84
9.3707 | 0 | 0 | 9.3707 | 31.12 | 62.24 | 0.99999 | 0 | 7.48 | 0.10336 | 0 | 52.8693
27.3687 | 0 | 0 | 27.3687 | 31.84 | 63.68 | 0.99999 | 0 | 7.48 | 0.10336 | 0 | 36.3113
44.2125 | 0 | 0 | 44.2125 | 32.8 | 65.6 | 0.99999 | 0 | 7.48 | 0.10336 | 0 | 21.3875
56.4981 | 0 | 0 | 56.4981 | 35.4 | 70.8 | 0.99999 | 0 | 7.48 | 0.10336 | 0 | 14.3019
65.634 | 0 | 0 | 65.634 | 43 | 86 | 0.99999 | 0 | 11.23 | 0.12409 | 0 | 20.366
68.9304 | 0 | 0 | 68.9304 | 45.48 | 90.96 | 0.99999 | 0 | 11.23 | 0.12409 | 0 | 22.0296
68.5587 | 0 | 0 | 68.5587 | 52 | 104 | 0.99999 | 0 | 11.23 | 0.12409 | 0 | 35.4413
63.2962 | 0 | 0 | 63.2962 | 46.36 | 92.72 | 0.99999 | 0 | 17.48 | 0.13136 | 0 | 29.4238
53.8668 | 0 | 0 | 53.8668 | 51.48 | 102.96 | 0.99999 | 0 | 17.48 | 0.13136 | 0 | 49.0932
39.4 | 0 | 0 | 39.4 | 46.16 | 92.32 | 0.99999 | 0 | 17.48 | 0.13136 | 0 | 52.92
21.7248 | 0 | 0 | 21.7248 | 52.24 | 104.48 | 0.2 | 2.1372 | 17.48 | 0.13136 | 0 | 80.618
4.656 | 0 | 0 | 4.656 | 52.48 | 104.96 | 0.2 | 0 | 11.23 | 0.12409 | 0 | 100.304
0 | 0 | 0 | 0 | 47.36 | 94.72 | 0.2 | 0 | 11.23 | 0.12409 | 0 | 94.72
0 | 0 | 0 | 0 | 43.68 | 87.36 | 0.2 | 0 | 11.23 | 0.12409 | 0 | 87.36
0 | 0 | 0 | 0 | 40.68 | 81.36 | 0.2 | 0 | 7.48 | 0.10336 | 0 | 81.36
0 | 0 | 0 | 0 | 39.56 | 79.12 | 0.2 | 0 | 7.48 | 0.10336 | 0 | 79.12
0 | 0 | 0 | 0 | 27.72 | 55.44 | 0.2 | 0 | 7.48 | 0.10336 | 0 | 55.44
0 | 0 | 0 | 0 | 12.56 | 25.12 | 0.2 | 0 | 7.48 | 0.10336 | 0 | 25.12
0 | 0 | 0 | 0 | 9.04 | 18.08 | 0.2 | 0 | 7.48 | 0.10336 | 0 | 18.08
0 | 0 | 0 | 0 | 10.6 | 21.2 | 0.2 | 0 | 7.48 | 0.10336 | 0 | 21.2
0 | 0 | 0 | 0 | 12.64 | 25.28 | 0.2 | 0 | 7.48 | 0.10336 | 0 | 25.28
0 | 0 | 0 | 0 | 14.36 | 28.72 | 0.2 | 0 | 7.48 | 0.10336 | 0 | 28.72
0 | 0 | 0 | 0 | 16.96 | 33.92 | 0.2 | 0 | 7.48 | 0.10336 | 0 | 33.92
0 | 0 | 0 | 0 | 21.08 | 42.16 | 0.2 | 0 | 7.48 | 0.10336 | 0 | 42.16
9.1751 | 0 | 0 | 9.1751 | 29.8 | 59.6 | 0.2 | 0 | 7.48 | 0.10336 | 0 | 50.4249
26.7329 | 0 | 0 | 26.7329 | 30.68 | 61.36 | 0.2 | 0 | 7.48 | 0.10336 | 0 | 34.6271
42.1192 | 0 | 0 | 42.1192 | 33.08 | 66.16 | 0.2 | 0 | 7.48 | 0.10336 | 0 | 24.0408
54.6298 | 0 | 0 | 54.6298 | 36.48 | 72.96 | 0.2 | 0 | 7.48 | 0.10336 | 0 | 18.3302
63.5994 | 0 | 0 | 63.5994 | 39.84 | 79.68 | 0.2 | 0 | 7.48 | 0.10336 | 0 | 16.0806
66.7197 | 0 | 0 | 66.7197 | 51.36 | 102.72 | 0.2 | 0 | 7.48 | 0.10336 | 0 | 36.0003
66.7589 | 0 | 0 | 66.7589 | 46.08 | 92.16 | 0.2 | 0 | 7.48 | 0.10336 | 0 | 25.4011
62.2496 | 0 | 0 | 62.2496 | 43.32 | 86.64 | 0.2 | 0 | 7.48 | 0.10336 | 0 | 24.3904
52.8691 | 0 | 0 | 52.8691 | 42.56 | 85.12 | 0.2 | 0 | 7.48 | 0.10336 | 0 | 32.2509
38.9109 | 0 | 0 | 38.9109 | 42.76 | 85.52 | 0.2 | 0 | 7.48 | 0.10336 | 0 | 46.6091
20.9618 | 0 | 0 | 20.9618 | 43.4 | 86.8 | 0.2 | 0 | 7.48 | 0.10336 | 0 | 65.8382
4.4115 | 0 | 0 | 4.4115 | 42.36 | 84.72 | 0.2 | 0 | 7.48 | 0.10336 | 0 | 80.3085
0 | 0 | 0 | 0 | 40.52 | 81.04 | 0.2 | 0 | 7.48 | 0.10336 | 0 | 81.04
0 | 0 | 0 | 0 | 39.72 | 79.44 | 0.2 | 0 | 7.48 | 0.10336 | 0 | 79.44
0 | 0 | 0 | 0 | 34.04 | 68.08 | 0.2 | 0 | 7.48 | 0.10336 | 0 | 68.08
0 | 0 | 0 | 0 | 34.64 | 69.28 | 0.2 | 0 | 7.48 | 0.10336 | 0 | 69.28
0 | 0 | 0 | 0 | 24.76 | 49.52 | 0.2 | 0 | 7.48 | 0.10336 | 0 | 49.52
0 | 0 | 0 | 0 | 12.32 | 24.64 | 0.2 | 0 | 7.48 | 0.10336 | 0 | 24.64
0 | 0 | 0 | 0 | 13.6 | 27.2 | 0.2 | 0 | 7.48 | 0.10336 | 0 | 27.2
0 | 0 | 0 | 0 | 15.64 | 31.28 | 0.2 | 0 | 7.48 | 0.10336 | 0 | 31.28
0 | 0 | 0 | 0 | 18.44 | 36.88 | 0.2 | 0 | 7.48 | 0.10336 | 0 | 36.88
0 | 0 | 0 | 0 | 18.92 | 37.84 | 0.2 | 0 | 7.48 | 0.10336 | 0 | 37.84
0 | 0 | 0 | 0 | 20.72 | 41.44 | 0.2 | 0 | 7.48 | 0.10336 | 0 | 41.44
0 | 0 | 0 | 0 | 21.48 | 42.96 | 0.2 | 0 | 7.48 | 0.10336 | 0 | 42.96
9.1653 | 0 | 0 | 9.1653 | 21.68 | 43.36 | 0.2 | 0 | 7.48 | 0.10336 | 0 | 34.1947
18.1349 | 0 | 0 | 18.1349 | 21.8 | 43.6 | 0.2 | 0 | 7.48 | 0.10336 | 0 | 25.4651
42.7452 | 0 | 0 | 42.7452 | 24.28 | 48.56 | 0.2 | 0 | 7.48 | 0.10336 | 0 | 5.8148
54.9134 | 0 | 0 | 54.9134 | 27.68 | 55.36 | 0.2 | 0 | 7.48 | 0.10336 | 0 | 0.44655
62.3572 | 0 | 0 | 62.3572 | 34 | 68 | 0.2 | 0 | 7.48 | 0.10336 | 0 | 5.6428
66.9838 | 0 | 0 | 66.9838 | 46.32 | 92.64 | 0.2 | 0 | 7.48 | 0.10336 | 0 | 25.6562
67.2773 | 0 | 0 | 67.2773 | 39.72 | 79.44 | 0.2 | 0 | 7.48 | 0.10336 | 0 | 12.1627
61.8485 | 0 | 0 | 61.8485 | 44.52 | 89.04 | 0.2 | 0 | 7.48 | 0.10336 | 0 | 27.1915
52.4485 | 0 | 0 | 52.4485 | 44.32 | 88.64 | 0.2 | 0 | 7.48 | 0.10336 | 0 | 36.1915
38.4903 | 0 | 0 | 38.4903 | 45.52 | 91.04 | 0.2 | 0 | 7.48 | 0.10336 | 0 | 52.5497
20.7564 | 0 | 0 | 20.7564 | 43.12 | 86.24 | 0.2 | 0 | 7.48 | 0.10336 | 0 | 65.4836
4.1669 | 0 | 0 | 4.1669 | 45.88 | 91.76 | 0.2 | 0 | 7.48 | 0.10336 | 0 | 87.5931
0 | 0 | 0 | 0 | 34.08 | 68.16 | 0.2 | 0 | 7.48 | 0.10336 | 0 | 68.16
0 | 0 | 0 | 0 | 30.2 | 60.4 | 0.2 | 0 | 7.48 | 0.10336 | 0 | 60.4
0 | 0 | 0 | 0 | 24.8 | 49.6 | 0.2 | 0 | 7.48 | 0.10336 | 0 | 49.6
0 | 0 | 0 | 0 | 24.56 | 49.12 | 0.2 | 0 | 7.48 | 0.10336 | 0 | 49.12
0 | 0 | 0 | 0 | 19.12 | 38.24 | 0.2 | 0 | 7.48 | 0.10336 | 0 | 38.24
0 | 0 | 0 | 0 | 10.64 | 21.28 | 0.2 | 0 | 7.48 | 0.10336 | 0 | 21.28
0 | 0 | 0 | 0 | 10.48 | 20.96 | 0.2 | 0 | 7.48 | 0.10336 | 0 | 20.96
0 | 0 | 0 | 0 | 13.84 | 27.68 | 0.2 | 0 | 7.48 | 0.10336 | 0 | 27.68
0 | 0 | 0 | 0 | 16.32 | 32.64 | 0.2 | 0 | 7.48 | 0.10336 | 0 | 32.64
0 | 0 | 0 | 0 | 18.16 | 36.32 | 0.2 | 0 | 7.48 | 0.10336 | 0 | 36.32
0 | 0 | 0 | 0 | 19.12 | 38.24 | 0.2 | 0 | 7.48 | 0.10336 | 0 | 38.24
0 | 0 | 0 | 0 | 20.52 | 41.04 | 0.2 | 0 | 7.48 | 0.10336 | 0 | 41.04
9.087 | 0 | 0 | 9.087 | 20.48 | 40.96 | 0.2 | 0 | 7.48 | 0.10336 | 0 | 31.873
26.9872 | 0 | 0 | 26.9872 | 18.64 | 37.28 | 0.2 | 0 | 7.48 | 0.10336 | 0 | 10.2928
42.5007 | 1.7807 | 0 | 40.72 | 20.36 | 40.72 | 0.79893 | 0 | 7.48 | 0.10336 | 0 | 0
55.1873 | 0.59779 | 8.1096 | 46.48 | 23.24 | 46.48 | 0.99999 | 0 | 7.48 | 0.10336 | 0 | 0
64.0592 | 0 | 4.8592 | 59.2 | 29.6 | 59.2 | 0.99999 | 0 | 11.23 | 0.12409 | 0 | 0
67.2773 | 0 | 0 | 67.2773 | 40.88 | 81.76 | 0.99999 | 0 | 11.23 | 0.12409 | 0 | 14.4827
67.6783 | 0 | 0 | 67.6783 | 46.8 | 93.6 | 0.99999 | 0 | 11.23 | 0.12409 | 0 | 25.9217
55.8329 | 0 | 0 | 55.8329 | 50.28 | 100.56 | 0.99999 | 0 | 17.48 | 0.13136 | 0 | 44.7271
53.3484 | 0 | 0 | 53.3484 | 48.32 | 96.64 | 0.99999 | 0 | 17.48 | 0.13136 | 0 | 43.2916
39.0576 | 0 | 0 | 39.0576 | 47.48 | 94.96 | 0.99999 | 0 | 17.48 | 0.13136 | 0 | 55.9024
20.9227 | 0 | 0 | 20.9227 | 43.84 | 87.68 | 0.2 | 2.1372 | 17.48 | 0.13136 | 0 | 64.6201
3.9419 | 0 | 0 | 3.9419 | 44.12 | 88.24 | 0.2 | 0 | 11.23 | 0.12409 | 0 | 84.298
0 | 0 | 0 | 0 | 40.48 | 80.96 | 0.2 | 0 | 11.23 | 0.12409 | 0 | 80.96
0 | 0 | 0 | 0 | 36.32 | 72.64 | 0.2 | 0 | 11.23 | 0.12409 | 0 | 72.64
0 | 0 | 0 | 0 | 28.68 | 57.36 | 0.95833 | 0 | 7.48 | 0.10336 | 2.2546 | 57.36
0 | 0 | 0 | 0 | 27.4 | 54.8 | 0.99999 | 0 | 7.48 | 0.10336 | 0.12386 | 54.8
0 | 0 | 0 | 0 | 24 | 48 | 0.99999 | 0 | 7.48 | 0.10336 | 0 | 48
0 | 0 | 0 | 0 | 15.12 | 30.24 | 0.99999 | 0 | 7.48 | 0.10336 | 0 | 30.24
0 | 0 | 0 | 0 | 13.36 | 26.72 | 0.99999 | 0 | 7.48 | 0.10336 | 0 | 26.72
0 | 0 | 0 | 0 | 13.6 | 27.2 | 0.99999 | 0 | 7.48 | 0.10336 | 0 | 27.2
0 | 0 | 0 | 0 | 12.96 | 25.92 | 0.99999 | 0 | 7.48 | 0.10336 | 0 | 25.92
0 | 0 | 0 | 0 | 12.24 | 24.48 | 0.99999 | 0 | 7.48 | 0.10336 | 0 | 24.48
0 | 0 | 0 | 0 | 14.44 | 28.88 | 0.99999 | 0 | 7.48 | 0.10336 | 0 | 28.88
0 | 0 | 0 | 0 | 16.16 | 32.32 | 0.99999 | 0 | 7.48 | 0.10336 | 0 | 32.32
9.0772 | 0 | 0 | 9.0772 | 22.44 | 44.88 | 0.99999 | 0 | 7.48 | 0.10336 | 0 | 35.8028
27.1633 | 0 | 0 | 27.1633 | 23.8 | 47.6 | 0.99999 | 0 | 7.48 | 0.10336 | 0 | 20.4367
44.0657 | 0 | 0 | 44.0657 | 25.08 | 50.16 | 0.99999 | 0 | 7.48 | 0.10336 | 0 | 6.0943
57.0556 | 0 | 0 | 57.0556 | 30.2 | 60.4 | 0.99999 | 0 | 7.48 | 0.10336 | 0 | 3.3444
64.9004 | 0 | 0 | 64.9004 | 40.28 | 80.56 | 0.99999 | 0 | 11.23 | 0.12409 | 0 | 15.6596
69.3118 | 0 | 0 | 69.3118 | 51.12 | 102.24 | 0.99999 | 0 | 11.23 | 0.12409 | 0 | 32.9282
68.4217 | 0 | 0 | 68.4217 | 52.16 | 104.32 | 0.99999 | 0 | 11.23 | 0.12409 | 0 | 35.8983
63.2375 | 0 | 0 | 63.2375 | 54.4 | 108.8 | 0.99999 | 0 | 17.48 | 0.13136 | 0 | 45.5625
53.5147 | 0 | 0 | 53.5147 | 54.6 | 109.2 | 0.99999 | 0 | 17.48 | 0.13136 | 0 | 55.6853
39.1261 | 0 | 0 | 39.1261 | 56.04 | 112.08 | 0.99999 | 0 | 17.48 | 0.13136 | 0 | 72.9539
20.5901 | 0 | 0 | 20.5901 | 55.04 | 110.08 | 0.2 | 2.1372 | 17.48 | 0.13136 | 0 | 87.3527
3.7757 | 0 | 0 | 3.7757 | 52.28 | 104.56 | 0.2 | 0 | 11.23 | 0.12409 | 0 | 100.784
0 | 0 | 0 | 0 | 53 | 106 | 0.2 | 0 | 11.23 | 0.12409 | 0 | 106
0 | 0 | 0 | 0 | 47.56 | 95.12 | 0.2 | 0 | 11.23 | 0.12409 | 0 | 95.12
0 | 0 | 0 | 0 | 43.88 | 87.76 | 0.95833 | 0 | 7.48 | 0.10336 | 2.2546 | 87.76
0 | 0 | 0 | 0 | 42.2 | 84.4 | 0.99999 | 0 | 7.48 | 0.10336 | 0.12386 | 84.4
0 | 0 | 0 | 0 | 29.76 | 59.52 | 0.99999 | 0 | 7.48 | 0.10336 | 0 | 59.52
0 | 0 | 0 | 0 | 13.24 | 26.48 | 0.99999 | 0 | 7.48 | 0.10336 | 0 | 26.48
0 | 0 | 0 | 0 | 9.28 | 18.56 | 0.99999 | 0 | 7.48 | 0.10336 | 0 | 18.56
0 | 0 | 0 | 0 | 10.72 | 21.44 | 0.99999 | 0 | 7.48 | 0.10336 | 0 | 21.44
0 | 0 | 0 | 0 | 11.56 | 23.12 | 0.99999 | 0 | 7.48 | 0.10336 | 0 | 23.12
0 | 0 | 0 | 0 | 13.08 | 26.16 | 0.99999 | 0 | 7.48 | 0.10336 | 0 | 26.16
0 | 0 | 0 | 0 | 14.48 | 28.96 | 0.99999 | 0 | 7.48 | 0.10336 | 0 | 28.96
0 | 0 | 0 | 0 | 16.08 | 32.16 | 0.99999 | 0 | 7.48 | 0.10336 | 0 | 32.16
8.8523 | 0 | 0 | 8.8523 | 21.64 | 43.28 | 0.99999 | 0 | 7.48 | 0.10336 | 0 | 34.4277
8.0111 | 0 | 0 | 8.0111 | 22.04 | 44.08 | 0.99999 | 0 | 7.48 | 0.10336 | 0 | 36.0689
15.2787 | 0 | 0 | 15.2787 | 26.88 | 53.76 | 0.99999 | 0 | 7.48 | 0.10336 | 0 | 38.4813
23.8082 | 0 | 0 | 23.8082 | 35.68 | 71.36 | 0.99999 | 0 | 7.48 | 0.10336 | 0 | 47.5518
37.3654 | 0 | 0 | 37.3654 | 48.4 | 96.8 | 0.99999 | 0 | 11.23 | 0.12409 | 0 | 59.4346
39.713 | 0 | 0 | 39.713 | 50.68 | 101.36 | 0.99999 | 0 | 11.23 | 0.12409 | 0 | 61.647
39.087 | 0 | 0 | 39.087 | 53.84 | 107.68 | 0.99999 | 0 | 11.23 | 0.12409 | 0 | 68.593
64.4602 | 0 | 0 | 64.4602 | 54.76 | 109.52 | 0.99999 | 0 | 17.48 | 0.13136 | 0 | 45.0598
53.2799 | 0 | 0 | 53.2799 | 53.96 | 107.92 | 0.99999 | 0 | 17.48 | 0.13136 | 0 | 54.6401
38.5685 | 0 | 0 | 38.5685 | 53 | 106 | 0.99999 | 0 | 17.48 | 0.13136 | 0 | 67.4315
19.9641 | 0 | 0 | 19.9641 | 55.48 | 110.96 | 0.2 | 2.1372 | 17.48 | 0.13136 | 0 | 88.8587
3.7072 | 0 | 0 | 3.7072 | 54.88 | 109.76 | 0.2 | 0 | 11.23 | 0.12409 | 0 | 106.053
0 | 0 | 0 | 0 | 49.56 | 99.12 | 0.2 | 0 | 11.23 | 0.12409 | 0 | 99.12
0 | 0 | 0 | 0 | 41.48 | 82.96 | 0.2 | 0 | 11.23 | 0.12409 | 0 | 82.96
0 | 0 | 0 | 0 | 36.76 | 73.52 | 0.95833 | 0 | 7.48 | 0.10336 | 2.2546 | 73.52
0 | 0 | 0 | 0 | 35.32 | 70.64 | 0.99999 | 0 | 7.48 | 0.10336 | 0.12386 | 70.64
0 | 0 | 0 | 0 | 25 | 50 | 0.99999 | 0 | 7.48 | 0.10336 | 0 | 50
0 | 0 | 0 | 0 | 11.6 | 23.2 | 0.99999 | 0 | 7.48 | 0.10336 | 0 | 23.2
0 | 0 | 0 | 0 | 9.12 | 18.24 | 0.99999 | 0 | 7.48 | 0.10336 | 0 | 18.24
0 | 0 | 0 | 0 | 10.12 | 20.24 | 0.99999 | 0 | 7.48 | 0.10336 | 0 | 20.24
0 | 0 | 0 | 0 | 10.72 | 21.44 | 0.99999 | 0 | 7.48 | 0.10336 | 0 | 21.44
0 | 0 | 0 | 0 | 13.56 | 27.12 | 0.99999 | 0 | 7.48 | 0.10336 | 0 | 27.12
0 | 0 | 0 | 0 | 15.32 | 30.64 | 0.99999 | 0 | 7.48 | 0.10336 | 0 | 30.64
0 | 0 | 0 | 0 | 16.32 | 32.64 | 0.99999 | 0 | 7.48 | 0.10336 | 0 | 32.64
8.7153 | 0 | 0 | 8.7153 | 21.92 | 43.84 | 0.99999 | 0 | 7.48 | 0.10336 | 0 | 35.1247
7.434 | 0 | 0 | 7.434 | 24.16 | 48.32 | 0.99999 | 0 | 7.48 | 0.10336 | 0 | 40.886
4.1571 | 0 | 0 | 4.1571 | 25.44 | 50.88 | 0.99999 | 0 | 7.48 | 0.10336 | 0 | 46.7229
36.1134 | 0 | 0 | 36.1134 | 28.12 | 56.24 | 0.99999 | 0 | 7.48 | 0.10336 | 0 | 20.1266
22.742 | 0 | 0 | 22.742 | 32.96 | 65.92 | 0.99999 | 0 | 11.23 | 0.12409 | 0 | 43.178
2.6899 | 0 | 0 | 2.6899 | 39.04 | 78.08 | 0.99999 | 0 | 11.23 | 0.12409 | 0 | 75.3901
20.4923 | 0 | 0 | 20.4923 | 37.72 | 75.44 | 0.99999 | 0 | 11.23 | 0.12409 | 0 | 54.9477
14.3495 | 0 | 0 | 14.3495 | 46.64 | 93.28 | 0.99999 | 0 | 17.48 | 0.13136 | 0 | 78.9305
54.8743 | 0 | 0 | 54.8743 | 48.96 | 97.92 | 0.99999 | 0 | 17.48 | 0.13136 | 0 | 43.0457
39.5662 | 0 | 0 | 39.5662 | 46.28 | 92.56 | 0.99999 | 0 | 17.48 | 0.13136 | 0 | 52.9938
20.6879 | 0 | 0 | 20.6879 | 44.4 | 88.8 | 0.2 | 2.1372 | 17.48 | 0.13136 | 0 | 65.9749
3.5996 | 0 | 0 | 3.5996 | 44.32 | 88.64 | 0.2 | 0 | 11.23 | 0.12409 | 0 | 85.0404
0 | 0 | 0 | 0 | 37.56 | 75.12 | 0.2 | 0 | 11.23 | 0.12409 | 0 | 75.12
0 | 0 | 0 | 0 | 30.56 | 61.12 | 0.2 | 0 | 11.23 | 0.12409 | 0 | 61.12
0 | 0 | 0 | 0 | 30.16 | 60.32 | 0.27865 | 0 | 7.48 | 0.10336 | 0.23383 | 60.32
0 | 0 | 0 | 0 | 24.76 | 49.52 | 0.27865 | 0 | 7.48 | 0.10336 | 0 | 49.52
0 | 0 | 0 | 0 | 18.72 | 37.44 | 0.27865 | 0 | 7.48 | 0.10336 | 0 | 37.44
0 | 0 | 0 | 0 | 10.8 | 21.6 | 0.27865 | 0 | 7.48 | 0.10336 | 0 | 21.6
0 | 0 | 0 | 0 | 11.12 | 22.24 | 0.27865 | 0 | 7.48 | 0.10336 | 0 | 22.24
0 | 0 | 0 | 0 | 13.92 | 27.84 | 0.27865 | 0 | 7.48 | 0.10336 | 0 | 27.84
0 | 0 | 0 | 0 | 11.56 | 23.12 | 0.27865 | 0 | 7.48 | 0.10336 | 0 | 23.12
0 | 0 | 0 | 0 | 11.92 | 23.84 | 0.27865 | 0 | 7.48 | 0.10336 | 0 | 23.84
0 | 0 | 0 | 0 | 13.4 | 26.8 | 0.27865 | 0 | 7.48 | 0.10336 | 0 | 26.8
0 | 0 | 0 | 0 | 15.28 | 30.56 | 0.27865 | 0 | 7.48 | 0.10336 | 0 | 30.56
9.087 | 0 | 0 | 9.087 | 21.32 | 42.64 | 0.27865 | 0 | 7.48 | 0.10336 | 0 | 33.553
27.6719 | 0 | 0 | 27.6719 | 24.24 | 48.48 | 0.27865 | 0 | 7.48 | 0.10336 | 0 | 20.8081
44.1342 | 0 | 0 | 44.1342 | 26.2 | 52.4 | 0.27865 | 0 | 7.48 | 0.10336 | 0 | 8.2658
55.3732 | 1.2132 | 0 | 54.16 | 27.08 | 54.16 | 0.6867 | 0 | 7.48 | 0.10336 | 0 | 0
64.8515 | 0.93147 | 0 | 63.92 | 31.96 | 63.92 | 0.99999 | 0 | 11.23 | 0.12409 | 0 | 0
69.6542 | 0 | 0 | 69.6542 | 42.56 | 85.12 | 0.99999 | 0 | 11.23 | 0.12409 | 0 | 15.4658
69.5368 | 0 | 0 | 69.5368 | 45.88 | 91.76 | 0.99999 | 0 | 11.23 | 0.12409 | 0 | 22.2232
64.5287 | 0 | 0 | 64.5287 | 46.2 | 92.4 | 0.99999 | 0 | 17.48 | 0.13136 | 0 | 27.8713
54.2777 | 0 | 0 | 54.2777 | 45.76 | 91.52 | 0.99999 | 0 | 17.48 | 0.13136 | 0 | 37.2423
39.175 | 0 | 0 | 39.175 | 44.4 | 88.8 | 0.99999 | 0 | 17.48 | 0.13136 | 0 | 49.625
20.1304 | 0 | 0 | 20.1304 | 43.2 | 86.4 | 0.2 | 2.1372 | 17.48 | 0.13136 | 0 | 64.1324
3.3551 | 0 | 0 | 3.3551 | 41.68 | 83.36 | 0.2 | 0 | 11.23 | 0.12409 | 0 | 80.0049
0 | 0 | 0 | 0 | 39.76 | 79.52 | 0.2 | 0 | 11.23 | 0.12409 | 0 | 79.52
0 | 0 | 0 | 0 | 38.04 | 76.08 | 0.2 | 0 | 11.23 | 0.12409 | 0 | 76.08
0 | 0 | 0 | 0 | 26.88 | 53.76 | 0.2 | 0 | 7.48 | 0.10336 | 0 | 53.76
0 | 0 | 0 | 0 | 24.8 | 49.6 | 0.2 | 0 | 7.48 | 0.10336 | 0 | 49.6
0 | 0 | 0 | 0 | 17.36 | 34.72 | 0.2 | 0 | 7.48 | 0.10336 | 0 | 34.72
0 | 0 | 0 | 0 | 10.84 | 21.68 | 0.2 | 0 | 7.48 | 0.10336 | 0 | 21.68
0 | 0 | 0 | 0 | 8.84 | 17.68 | 0.2 | 0 | 7.48 | 0.10336 | 0 | 17.68
0 | 0 | 0 | 0 | 8.96 | 17.92 | 0.2 | 0 | 7.48 | 0.10336 | 0 | 17.92
0 | 0 | 0 | 0 | 9.2 | 18.4 | 0.2 | 0 | 7.48 | 0.10336 | 0 | 18.4
0 | 0 | 0 | 0 | 12.12 | 24.24 | 0.2 | 0 | 7.48 | 0.10336 | 0 | 24.24
0 | 0 | 0 | 0 | 13.52 | 27.04 | 0.2 | 0 | 7.48 | 0.10336 | 0 | 27.04
0 | 0 | 0 | 0 | 15.52 | 31.04 | 0.2 | 0 | 7.48 | 0.10336 | 0 | 31.04
8.9696 | 0 | 0 | 8.9696 | 22.4 | 44.8 | 0.2 | 0 | 7.48 | 0.10336 | 0 | 35.8303
27.9751 | 0 | 0 | 27.9751 | 24.68 | 49.36 | 0.2 | 0 | 7.48 | 0.10336 | 0 | 21.3849
44.8091 | 0 | 0 | 44.8091 | 25.44 | 50.88 | 0.2 | 0 | 7.48 | 0.10336 | 0 | 6.0709
56.3807 | 1.1807 | 0 | 55.2 | 27.6 | 55.2 | 0.59712 | 0 | 7.48 | 0.10336 | 0 | 0
63.6581 | 1.1978 | 2.3803 | 60.08 | 30.04 | 60.08 | 0.99999 | 0 | 7.48 | 0.10336 | 0 | 0
66.4752 | 0 | 0 | 66.4752 | 37.6 | 75.2 | 0.99999 | 0 | 7.48 | 0.10336 | 0 | 8.7248
67.3262 | 0 | 0 | 67.3262 | 42.4 | 84.8 | 0.99999 | 0 | 7.48 | 0.10336 | 0 | 17.4738
63.0028 | 0 | 0 | 63.0028 | 45.84 | 91.68 | 0.99999 | 0 | 7.48 | 0.10336 | 0 | 28.6772
52.8789 | 0 | 0 | 52.8789 | 49.36 | 98.72 | 0.99999 | 0 | 7.48 | 0.10336 | 0 | 45.8411
38.1088 | 0 | 0 | 38.1088 | 52.24 | 104.48 | 0.99999 | 0 | 7.48 | 0.10336 | 0 | 66.3712
19.475 | 0 | 0 | 19.475 | 50.04 | 100.08 | 0.99999 | 0 | 7.48 | 0.10336 | 0 | 80.605
3.2083 | 0 | 0 | 3.2083 | 50.6 | 101.2 | 0.99999 | 0 | 7.48 | 0.10336 | 0 | 97.9917
0 | 0 | 0 | 0 | 43.04 | 86.08 | 0.99999 | 0 | 7.48 | 0.10336 | 0 | 86.08
0 | 0 | 0 | 0 | 37.8 | 75.6 | 0.99999 | 0 | 7.48 | 0.10336 | 0 | 75.6
0 | 0 | 0 | 0 | 30.44 | 60.88 | 0.99999 | 0 | 7.48 | 0.10336 | 0 | 60.88
0 | 0 | 0 | 0 | 25 | 50 | 0.99999 | 0 | 7.48 | 0.10336 | 0 | 50
0 | 0 | 0 | 0 | 18.2 | 36.4 | 0.99999 | 0 | 7.48 | 0.10336 | 0 | 36.4
0 | 0 | 0 | 0 | 13.84 | 27.68 | 0.99999 | 0 | 7.48 | 0.10336 | 0 | 27.68
0 | 0 | 0 | 0 | 14.48 | 28.96 | 0.99999 | 0 | 7.48 | 0.10336 | 0 | 28.96
0 | 0 | 0 | 0 | 13.52 | 27.04 | 0.99999 | 0 | 7.48 | 0.10336 | 0 | 27.04
0 | 0 | 0 | 0 | 13.84 | 27.68 | 0.99999 | 0 | 7.48 | 0.10336 | 0 | 27.68
0 | 0 | 0 | 0 | 17.12 | 34.24 | 0.99999 | 0 | 7.48 | 0.10336 | 0 | 34.24
0 | 0 | 0 | 0 | 18.72 | 37.44 | 0.99999 | 0 | 7.48 | 0.10336 | 0 | 37.44
0 | 0 | 0 | 0 | 19.76 | 39.52 | 0.99999 | 0 | 7.48 | 0.10336 | 0 | 39.52
8.8425 | 0 | 0 | 8.8425 | 21.04 | 42.08 | 0.99999 | 0 | 7.48 | 0.10336 | 0 | 33.2375
27.7013 | 0 | 0 | 27.7013 | 23 | 46 | 0.60888 | 1.0449 | 7.48 | 0.10336 | 0 | 17.2539
44.4277 | 0 | 0 | 44.4277 | 22.76 | 45.52 | 0.2 | 1.0923 | 7.48 | 0.10336 | 0 | 0
55.8525 | 2.2546 | 7.6779 | 45.92 | 22.96 | 45.92 | 0.95833 | 0 | 7.48 | 0.10336 | 0 | 0
65.096 | 0.12386 | 14.4121 | 50.56 | 25.28 | 50.56 | 0.99999 | 0 | 7.48 | 0.10336 | 0 | 0
68.05 | 0 | 7.33 | 60.72 | 30.36 | 60.72 | 0.99999 | 0 | 7.48 | 0.10336 | 0 | 0
68.0402 | 2.2546 | 0 | 65.7856 | 31.16 | 62.32 | 0.99999 | 2.0259 | 7.48 | 0.10336 | 0 | 0
62.4452 | 0 | 0 | 62.4452 | 42.6 | 85.2 | 0.99999 | 0 | 7.48 | 0.10336 | 0 | 22.7548
51.5975 | 0 | 0 | 51.5975 | 40.64 | 81.28 | 0.99999 | 0 | 7.48 | 0.10336 | 0 | 29.6825
37.1013 | 0 | 0 | 37.1013 | 41.4 | 82.8 | 0.99999 | 0 | 7.48 | 0.10336 | 0 | 45.6987
18.8686 | 0 | 0 | 18.8686 | 47 | 94 | 0.99999 | 0 | 7.48 | 0.10336 | 0 | 75.1314
2.954 | 0 | 0 | 2.954 | 44.52 | 89.04 | 0.99999 | 0 | 7.48 | 0.10336 | 0 | 86.086
0 | 0 | 0 | 0 | 32.6 | 65.2 | 0.99999 | 0 | 7.48 | 0.10336 | 0 | 65.2
0 | 0 | 0 | 0 | 28.88 | 57.76 | 0.99999 | 0 | 7.48 | 0.10336 | 0 | 57.76
0 | 0 | 0 | 0 | 23.4 | 46.8 | 0.99999 | 0 | 7.48 | 0.10336 | 0 | 46.8
0 | 0 | 0 | 0 | 22.64 | 45.28 | 0.99999 | 0 | 7.48 | 0.10336 | 0 | 45.28
0 | 0 | 0 | 0 | 18.52 | 37.04 | 0.99999 | 0 | 7.48 | 0.10336 | 0 | 37.04
0 | 0 | 0 | 0 | 11.36 | 22.72 | 0.99999 | 0 | 7.48 | 0.10336 | 0 | 22.72
0 | 0 | 0 | 0 | 9.8 | 19.6 | 0.99999 | 0 | 7.48 | 0.10336 | 0 | 19.6
0 | 0 | 0 | 0 | 9.56 | 19.12 | 0.99999 | 0 | 7.48 | 0.10336 | 0 | 19.12
0 | 0 | 0 | 0 | 9.44 | 18.88 | 0.99999 | 0 | 7.48 | 0.10336 | 0 | 18.88
0 | 0 | 0 | 0 | 12.92 | 25.84 | 0.99999 | 0 | 7.48 | 0.10336 | 0 | 25.84
0 | 0 | 0 | 0 | 14.08 | 28.16 | 0.99999 | 0 | 7.48 | 0.10336 | 0 | 28.16
0 | 0 | 0 | 0 | 15.12 | 30.24 | 0.99999 | 0 | 7.48 | 0.10336 | 0 | 30.24
8.3045 | 0 | 0 | 8.3045 | 16.84 | 33.68 | 0.99999 | 0 | 7.48 | 0.10336 | 0 | 25.3755
26.1167 | 0 | 0 | 26.1167 | 17.72 | 35.44 | 0.8432 | 0.41889 | 7.48 | 0.10336 | 0 | 8.9045
41.5617 | 0 | 0 | 41.5617 | 21.64 | 43.28 | 0.2 | 1.7183 | 7.48 | 0.10336 | 0 | 0
52.4094 | 2.2546 | 5.7547 | 44.4 | 22.2 | 44.4 | 0.95833 | 0 | 7.48 | 0.10336 | 0 | 0
59.7944 | 0.12386 | 9.6706 | 50 | 25 | 50 | 0.99999 | 0 | 11.23 | 0.12409 | 0 | 0
59.1782 | 0 | 2.9382 | 56.24 | 28.12 | 56.24 | 0.99999 | 0 | 11.23 | 0.12409 | 0 | 0
58.0142 | 0 | 3.2142 | 54.8 | 27.4 | 54.8 | 0.99999 | 0 | 11.23 | 0.12409 | 0 | 0
59.9901 | 0 | 0 | 59.9901 | 31.2 | 62.4 | 0.99999 | 0 | 17.48 | 0.13136 | 0 | 2.4099
50.2085 | 0 | 0 | 50.2085 | 32.56 | 65.12 | 0.99999 | 0 | 17.48 | 0.13136 | 0 | 14.9115
36.0645 | 0 | 0 | 36.0645 | 26.72 | 53.44 | 0.99999 | 0 | 17.48 | 0.13136 | 0 | 17.3755
17.9491 | 0 | 0 | 17.9491 | 23.48 | 46.96 | 0.2 | 2.1372 | 17.48 | 0.13136 | 0 | 26.8737
2.6899 | 0 | 0 | 2.6899 | 21.44 | 42.88 | 0.2 | 0 | 11.23 | 0.12409 | 0 | 40.1901
0 | 0 | 0 | 0 | 18.64 | 37.28 | 0.2 | 0 | 11.23 | 0.12409 | 0 | 37.28
0 | 0 | 0 | 0 | 16 | 32 | 0.2 | 0 | 11.23 | 0.12409 | 0 | 32
0 | 0 | 0 | 0 | 16.64 | 33.28 | 0.24166 | 0 | 7.48 | 0.10336 | 0.12386 | 33.28
0 | 0 | 0 | 0 | 18.72 | 37.44 | 0.24166 | 0 | 7.48 | 0.10336 | 0 | 37.44
0 | 0 | 0 | 0 | 18.64 | 37.28 | 0.24166 | 0 | 7.48 | 0.10336 | 0 | 37.28
0 | 0 | 0 | 0 | 12.6 | 25.2 | 0.24166 | 0 | 7.48 | 0.10336 | 0 | 25.2
0 | 0 | 0 | 0 | 11.12 | 22.24 | 0.24166 | 0 | 7.48 | 0.10336 | 0 | 22.24
0 | 0 | 0 | 0 | 9.92 | 19.84 | 0.24166 | 0 | 7.48 | 0.10336 | 0 | 19.84
0 | 0 | 0 | 0 | 10.12 | 20.24 | 0.24166 | 0 | 7.48 | 0.10336 | 0 | 20.24
0 | 0 | 0 | 0 | 13.44 | 26.88 | 0.24166 | 0 | 7.48 | 0.10336 | 0 | 26.88
0 | 0 | 0 | 0 | 14.08 | 28.16 | 0.24166 | 0 | 7.48 | 0.10336 | 0 | 28.16
0 | 0 | 0 | 0 | 15.28 | 30.56 | 0.24166 | 0 | 7.48 | 0.10336 | 0 | 30.56
8.2263 | 0 | 0 | 8.2263 | 23.56 | 47.12 | 0.24166 | 0 | 7.48 | 0.10336 | 0 | 38.8937
26.5862 | 0 | 0 | 26.5862 | 24.56 | 49.12 | 0.24166 | 0 | 7.48 | 0.10336 | 0 | 22.5338
42.9115 | 0 | 0 | 42.9115 | 27.84 | 55.68 | 0.24166 | 0 | 7.48 | 0.10336 | 0 | 12.7685
54.62 | 0 | 0 | 54.62 | 28.08 | 56.16 | 0.24166 | 0 | 7.48 | 0.10336 | 0 | 1.54
61.8681 | 2.2546 | 3.3735 | 56.24 | 28.12 | 56.24 | 0.99999 | 0 | 11.23 | 0.12409 | 0 | 0
64.5482 | 0 | 0 | 64.5482 | 34 | 68 | 0.2 | 2.1372 | 11.23 | 0.12409 | 0 | 1.3145
62.9734 | 2.2546 | 3.1988 | 57.52 | 28.76 | 57.52 | 0.95833 | 0 | 11.23 | 0.12409 | 0 | 0
57.7599 | 0.12386 | 2.996 | 54.64 | 27.32 | 54.64 | 0.99999 | 0 | 17.48 | 0.13136 | 0 | 0
48.9272 | 0 | 0 | 48.9272 | 28.28 | 56.56 | 0.99999 | 0 | 17.48 | 0.13136 | 0 | 7.6328
34.6755 | 0 | 0 | 34.6755 | 30.64 | 61.28 | 0.99999 | 0 | 17.48 | 0.13136 | 0 | 26.6045
17.0198 | 0 | 0 | 17.0198 | 27.72 | 55.44 | 0.2 | 2.1372 | 17.48 | 0.13136 | 0 | 36.2829
2.3769 | 0 | 0 | 2.3769 | 29 | 58 | 0.2 | 0 | 11.23 | 0.12409 | 0 | 55.6231
0 | 0 | 0 | 0 | 25.08 | 50.16 | 0.2 | 0 | 11.23 | 0.12409 | 0 | 50.16
0 | 0 | 0 | 0 | 23.28 | 46.56 | 0.2 | 0 | 11.23 | 0.12409 | 0 | 46.56
0 | 0 | 0 | 0 | 25.92 | 51.84 | 0.2 | 0 | 7.48 | 0.10336 | 0 | 51.84
0 | 0 | 0 | 0 | 25.28 | 50.56 | 0.2 | 0 | 7.48 | 0.10336 | 0 | 50.56
0 | 0 | 0 | 0 | 20.6 | 41.2 | 0.2 | 0 | 7.48 | 0.10336 | 0 | 41.2
0 | 0 | 0 | 0 | 13.44 | 26.88 | 0.2 | 0 | 7.48 | 0.10336 | 0 | 26.88
0 | 0 | 0 | 0 | 11.48 | 22.96 | 0.2 | 0 | 7.48 | 0.10336 | 0 | 22.96
0 | 0 | 0 | 0 | 11.52 | 23.04 | 0.2 | 0 | 7.48 | 0.10336 | 0 | 23.04
0 | 0 | 0 | 0 | 12.36 | 24.72 | 0.2 | 0 | 7.48 | 0.10336 | 0 | 24.72
0 | 0 | 0 | 0 | 15.04 | 30.08 | 0.2 | 0 | 7.48 | 0.10336 | 0 | 30.08
0 | 0 | 0 | 0 | 16.04 | 32.08 | 0.2 | 0 | 7.48 | 0.10336 | 0 | 32.08
0 | 0 | 0 | 0 | 15.44 | 30.88 | 0.2 | 0 | 7.48 | 0.10336 | 0 | 30.88
5.6244 | 0 | 0 | 5.6244 | 17.2 | 34.4 | 0.2 | 0 | 7.48 | 0.10336 | 0 | 28.7756
16.5895 | 0 | 0 | 16.5895 | 17.16 | 34.32 | 0.2 | 0 | 7.48 | 0.10336 | 0 | 17.7305
25.6178 | 0 | 0 | 25.6178 | 20.04 | 40.08 | 0.2 | 0 | 7.48 | 0.10336 | 0 | 14.4622
49.651 | 2.2546 | 6.8364 | 40.56 | 20.28 | 40.56 | 0.95833 | 0 | 7.48 | 0.10336 | 0 | 0
60.2249 | 0.12386 | 13.541 | 46.56 | 23.28 | 46.56 | 0.99999 | 0 | 11.23 | 0.12409 | 0 | 0
64.0396 | 0 | 22.8396 | 41.2 | 20.6 | 41.2 | 0.99999 | 0 | 11.23 | 0.12409 | 0 | 0
35.5656 | 0 | 0 | 35.5656 | 18.52 | 37.04 | 0.99999 | 0 | 11.23 | 0.12409 | 0 | 1.4744
2.1715 | 0 | 0 | 2.1715 | 18.4 | 36.8 | 0.99999 | 0 | 17.48 | 0.13136 | 0 | 34.6285
28.5816 | 0 | 0 | 28.5816 | 18.12 | 36.24 | 0.99999 | 0 | 17.48 | 0.13136 | 0 | 7.6584
13.7822 | 0 | 0 | 13.7822 | 18.44 | 36.88 | 0.99999 | 0 | 17.48 | 0.13136 | 0 | 23.0978
0.097815 | 0 | 0 | 0.097815 | 16.72 | 33.44 | 0.2 | 2.1372 | 17.48 | 0.13136 | 0 | 31.205
0 | 0 | 0 | 0 | 20.8 | 41.6 | 0.2 | 0 | 11.23 | 0.12409 | 0 | 41.6
0 | 0 | 0 | 0 | 15.88 | 31.76 | 0.2 | 0 | 11.23 | 0.12409 | 0 | 31.76
0 | 0 | 0 | 0 | 16.12 | 32.24 | 0.2 | 0 | 11.23 | 0.12409 | 0 | 32.24
0 | 0 | 0 | 0 | 17.84 | 35.68 | 0.2 | 0 | 7.48 | 0.10336 | 0 | 35.68
0 | 0 | 0 | 0 | 18.4 | 36.8 | 0.2 | 0 | 7.48 | 0.10336 | 0 | 36.8
0 | 0 | 0 | 0 | 17.56 | 35.12 | 0.2 | 0 | 7.48 | 0.10336 | 0 | 35.12
0 | 0 | 0 | 0 | 12.16 | 24.32 | 0.2 | 0 | 7.48 | 0.10336 | 0 | 24.32
0 | 0 | 0 | 0 | 12 | 24 | 0.2 | 0 | 7.48 | 0.10336 | 0 | 24
0 | 0 | 0 | 0 | 8.76 | 17.52 | 0.2 | 0 | 7.48 | 0.10336 | 0 | 17.52
0 | 0 | 0 | 0 | 10.56 | 21.12 | 0.2 | 0 | 7.48 | 0.10336 | 0 | 21.12
0 | 0 | 0 | 0 | 12.8 | 25.6 | 0.2 | 0 | 7.48 | 0.10336 | 0 | 25.6
0 | 0 | 0 | 0 | 13.8 | 27.6 | 0.2 | 0 | 7.48 | 0.10336 | 0 | 27.6
0 | 0 | 0 | 0 | 16.64 | 33.28 | 0.2 | 0 | 7.48 | 0.10336 | 0 | 33.28
5.9961 | 0 | 0 | 5.9961 | 19.68 | 39.36 | 0.2 | 0 | 7.48 | 0.10336 | 0 | 33.3639
19.8663 | 0 | 0 | 19.8663 | 21.36 | 42.72 | 0.2 | 0 | 7.48 | 0.10336 | 0 | 22.8537
40.0749 | 0 | 0 | 40.0749 | 24 | 48 | 0.2 | 0 | 7.48 | 0.10336 | 0 | 7.9251
51.6953 | 2.1753 | 0 | 49.52 | 24.76 | 49.52 | 0.93166 | 0 | 7.48 | 0.10336 | 0 | 0
57.2904 | 0.20316 | 4.5272 | 52.56 | 26.28 | 52.56 | 0.99999 | 0 | 11.23 | 0.12409 | 0 | 0
43.8114 | 0 | 0 | 43.8114 | 28.36 | 56.72 | 0.99999 | 0 | 11.23 | 0.12409 | 0 | 12.9086
47.5284 | 0 | 0 | 47.5284 | 28.56 | 57.12 | 0.99999 | 0 | 11.23 | 0.12409 | 0 | 9.5916
46.6481 | 0 | 0 | 46.6481 | 27.4 | 54.8 | 0.99999 | 0 | 17.48 | 0.13136 | 0 | 8.1519
41.0433 | 0 | 0 | 41.0433 | 25.16 | 50.32 | 0.99999 | 0 | 17.48 | 0.13136 | 0 | 9.2767
18.1741 | 0 | 0 | 18.1741 | 22.92 | 45.84 | 0.99999 | 0 | 17.48 | 0.13136 | 0 | 27.6659
4.5093 | 0 | 0 | 4.5093 | 23.68 | 47.36 | 0.2 | 2.1372 | 17.48 | 0.13136 | 0 | 40.7135
0.19563 | 0 | 0 | 0.19563 | 22.64 | 45.28 | 0.2 | 0 | 11.23 | 0.12409 | 0 | 45.0844
0 | 0 | 0 | 0 | 20.12 | 40.24 | 0.2 | 0 | 11.23 | 0.12409 | 0 | 40.24
0 | 0 | 0 | 0 | 20.44 | 40.88 | 0.2 | 0 | 11.23 | 0.12409 | 0 | 40.88
0 | 0 | 0 | 0 | 21.16 | 42.32 | 0.2 | 0 | 7.48 | 0.10336 | 0 | 42.32
0 | 0 | 0 | 0 | 20.96 | 41.92 | 0.2 | 0 | 7.48 | 0.10336 | 0 | 41.92
0 | 0 | 0 | 0 | 16.64 | 33.28 | 0.2 | 0 | 7.48 | 0.10336 | 0 | 33.28
0 | 0 | 0 | 0 | 10.2 | 20.4 | 0.2 | 0 | 7.48 | 0.10336 | 0 | 20.4
0 | 0 | 0 | 0 | 9.44 | 18.88 | 0.2 | 0 | 7.48 | 0.10336 | 0 | 18.88
0 | 0 | 0 | 0 | 9.28 | 18.56 | 0.2 | 0 | 7.48 | 0.10336 | 0 | 18.56
0 | 0 | 0 | 0 | 9.24 | 18.48 | 0.2 | 0 | 7.48 | 0.10336 | 0 | 18.48
0 | 0 | 0 | 0 | 11.36 | 22.72 | 0.2 | 0 | 7.48 | 0.10336 | 0 | 22.72
0 | 0 | 0 | 0 | 12.2 | 24.4 | 0.2 | 0 | 7.48 | 0.10336 | 0 | 24.4
0 | 0 | 0 | 0 | 13.12 | 26.24 | 0.2 | 0 | 7.48 | 0.10336 | 0 | 26.24
7.209 | 0 | 0 | 7.209 | 19.36 | 38.72 | 0.2 | 0 | 7.48 | 0.10336 | 0 | 31.511
23.9745 | 0 | 0 | 23.9745 | 21.76 | 43.52 | 0.2 | 0 | 7.48 | 0.10336 | 0 | 19.5455
39.8303 | 0 | 0 | 39.8303 | 23.64 | 47.28 | 0.2 | 0 | 7.48 | 0.10336 | 0 | 7.4497
51.4899 | 2.2546 | 3.6353 | 45.6 | 22.8 | 45.6 | 0.95833 | 0 | 7.48 | 0.10336 | 0 | 0
60.5183 | 0.12386 | 6.3144 | 54.08 | 27.04 | 54.08 | 0.99999 | 0 | 11.23 | 0.12409 | 0 | 0
64.5385 | 0 | 4.2985 | 60.24 | 30.12 | 60.24 | 0.99999 | 0 | 11.23 | 0.12409 | 0 | 0
63.3157 | 2.2546 | 0 | 61.0611 | 31 | 62 | 0.99999 | 2.0259 | 11.23 | 0.12409 | 0 | 0
58.1316 | 0 | 7.0116 | 51.12 | 25.56 | 51.12 | 0.99999 | 0 | 17.48 | 0.13136 | 0 | 0
47.9001 | 0 | 0 | 47.9001 | 26.16 | 52.32 | 0.99999 | 0 | 17.48 | 0.13136 | 0 | 4.4199
32.9735 | 0 | 0 | 32.9735 | 26.56 | 53.12 | 0.99999 | 0 | 17.48 | 0.13136 | 0 | 20.1465
15.3961 | 0 | 0 | 15.3961 | 28.08 | 56.16 | 0.2 | 2.1372 | 17.48 | 0.13136 | 0 | 38.6267
1.7215 | 0 | 0 | 1.7215 | 26.72 | 53.44 | 0.2 | 0 | 11.23 | 0.12409 | 0 | 51.7185
0 | 0 | 0 | 0 | 22.68 | 45.36 | 0.2 | 0 | 11.23 | 0.12409 | 0 | 45.36
0 | 0 | 0 | 0 | 21.6 | 43.2 | 0.2 | 0 | 11.23 | 0.12409 | 0 | 43.2
0 | 0 | 0 | 0 | 24.12 | 48.24 | 0.2 | 0 | 7.48 | 0.10336 | 0 | 48.24
0 | 0 | 0 | 0 | 22.52 | 45.04 | 0.2 | 0 | 7.48 | 0.10336 | 0 | 45.04
0 | 0 | 0 | 0 | 16.24 | 32.48 | 0.2 | 0 | 7.48 | 0.10336 | 0 | 32.48
0 | 0 | 0 | 0 | 10.52 | 21.04 | 0.2 | 0 | 7.48 | 0.10336 | 0 | 21.04
0 | 0 | 0 | 0 | 9.92 | 19.84 | 0.2 | 0 | 7.48 | 0.10336 | 0 | 19.84
0 | 0 | 0 | 0 | 9.28 | 18.56 | 0.2 | 0 | 7.48 | 0.10336 | 0 | 18.56
0 | 0 | 0 | 0 | 9.4 | 18.8 | 0.2 | 0 | 7.48 | 0.10336 | 0 | 18.8
0 | 0 | 0 | 0 | 11.36 | 22.72 | 0.2 | 0 | 7.48 | 0.10336 | 0 | 22.72
0 | 0 | 0 | 0 | 12.2 | 24.4 | 0.2 | 0 | 7.48 | 0.10336 | 0 | 24.4
0 | 0 | 0 | 0 | 12.96 | 25.92 | 0.2 | 0 | 7.48 | 0.10336 | 0 | 25.92
7.5709 | 0 | 0 | 7.5709 | 20.08 | 40.16 | 0.2 | 0 | 7.48 | 0.10336 | 0 | 32.5891
7.9035 | 0 | 0 | 7.9035 | 22.4 | 44.8 | 0.2 | 0 | 7.48 | 0.10336 | 0 | 36.8965
10.3684 | 0 | 0 | 10.3684 | 23.52 | 47.04 | 0.2 | 0 | 7.48 | 0.10336 | 0 | 36.6716
47.8512 | 0 | 0 | 47.8512 | 24.96 | 49.92 | 0.2 | 0 | 7.48 | 0.10336 | 0 | 2.0688
51.04 | 2.16 | 0 | 48.88 | 24.44 | 48.88 | 0.92649 | 0 | 7.48 | 0.10336 | 0 | 0
64.0592 | 0.21852 | 9.2006 | 54.64 | 27.32 | 54.64 | 0.99999 | 0 | 7.48 | 0.10336 | 0 | 0
69.6933 | 2.2546 | 0 | 67.4387 | 26.6 | 53.2 | 0.99999 | 2.0259 | 7.48 | 0.10336 | 0 | 0
64.3135 | 0 | 10.2335 | 54.08 | 27.04 | 54.08 | 0.99999 | 0 | 7.48 | 0.10336 | 0 | 0
53.4658 | 0 | 0 | 53.4658 | 27.6 | 55.2 | 0.99999 | 0 | 7.48 | 0.10336 | 0 | 1.7342
37.6099 | 0 | 0 | 37.6099 | 27.4 | 54.8 | 0.99999 | 0 | 7.48 | 0.10336 | 0 | 17.1901
17.685 | 0 | 0 | 17.685 | 26.32 | 52.64 | 0.99999 | 0 | 7.48 | 0.10336 | 0 | 34.955
2.0248 | 0 | 0 | 2.0248 | 25.68 | 51.36 | 0.99999 | 0 | 7.48 | 0.10336 | 0 | 49.3352
0 | 0 | 0 | 0 | 25.52 | 51.04 | 0.99999 | 0 | 7.48 | 0.10336 | 0 | 51.04
0 | 0 | 0 | 0 | 23.68 | 47.36 | 0.99999 | 0 | 7.48 | 0.10336 | 0 | 47.36
0 | 0 | 0 | 0 | 23.36 | 46.72 | 0.99999 | 0 | 7.48 | 0.10336 | 0 | 46.72
0 | 0 | 0 | 0 | 20.36 | 40.72 | 0.99999 | 0 | 7.48 | 0.10336 | 0 | 40.72
0 | 0 | 0 | 0 | 14.88 | 29.76 | 0.99999 | 0 | 7.48 | 0.10336 | 0 | 29.76
0 | 0 | 0 | 0 | 12.28 | 24.56 | 0.99999 | 0 | 7.48 | 0.10336 | 0 | 24.56
0 | 0 | 0 | 0 | 13.92 | 27.84 | 0.99999 | 0 | 7.48 | 0.10336 | 0 | 27.84
0 | 0 | 0 | 0 | 13.16 | 26.32 | 0.99999 | 0 | 7.48 | 0.10336 | 0 | 26.32
0 | 0 | 0 | 0 | 13.32 | 26.64 | 0.99999 | 0 | 7.48 | 0.10336 | 0 | 26.64
0 | 0 | 0 | 0 | 15.56 | 31.12 | 0.99999 | 0 | 7.48 | 0.10336 | 0 | 31.12
0 | 0 | 0 | 0 | 15.68 | 31.36 | 0.99999 | 0 | 7.48 | 0.10336 | 0 | 31.36
0 | 0 | 0 | 0 | 12.56 | 25.12 | 0.99999 | 0 | 7.48 | 0.10336 | 0 | 25.12
7.8741 | 0 | 0 | 7.8741 | 14 | 28 | 0.99999 | 0 | 7.48 | 0.10336 | 0 | 20.1259
27.1242 | 0 | 0 | 27.1242 | 20.12 | 40.24 | 0.2 | 2.1372 | 7.48 | 0.10336 | 0 | 10.9786
44.2125 | 2.2546 | 2.5178 | 39.44 | 19.72 | 39.44 | 0.95833 | 0 | 7.48 | 0.10336 | 0 | 0
55.5493 | 0.12386 | 15.1054 | 40.32 | 20.16 | 40.32 | 0.99999 | 0 | 7.48 | 0.10336 | 0 | 0
63.1299 | 0 | 19.6899 | 43.44 | 21.72 | 43.44 | 0.99999 | 0 | 7.48 | 0.10336 | 0 | 0
63.531 | 0 | 14.331 | 49.2 | 24.6 | 49.2 | 0.99999 | 0 | 7.48 | 0.10336 | 0 | 0
62.054 | 0 | 11.254 | 50.8 | 25.4 | 50.8 | 0.99999 | 0 | 7.48 | 0.10336 | 0 | 0
58.4935 | 2.2546 | 0 | 56.2389 | 28.28 | 56.56 | 0.99999 | 2.0259 | 7.48 | 0.10336 | 0 | 0
48.7022 | 0 | 0 | 48.7022 | 26.96 | 53.92 | 0.99999 | 0 | 7.48 | 0.10336 | 0 | 5.2178
34.3527 | 0 | 0 | 34.3527 | 26.84 | 53.68 | 0.99999 | 0 | 7.48 | 0.10336 | 0 | 19.3273
16.1591 | 0 | 0 | 16.1591 | 32.2 | 64.4 | 0.99999 | 0 | 7.48 | 0.10336 | 0 | 48.2409
1.6824 | 0 | 0 | 1.6824 | 30.64 | 61.28 | 0.99999 | 0 | 7.48 | 0.10336 | 0 | 59.5976
0 | 0 | 0 | 0 | 23.48 | 46.96 | 0.99999 | 0 | 7.48 | 0.10336 | 0 | 46.96
0 | 0 | 0 | 0 | 21.4 | 42.8 | 0.99999 | 0 | 7.48 | 0.10336 | 0 | 42.8
0 | 0 | 0 | 0 | 19.6 | 39.2 | 0.99999 | 0 | 7.48 | 0.10336 | 0 | 39.2
0 | 0 | 0 | 0 | 19.8 | 39.6 | 0.99999 | 0 | 7.48 | 0.10336 | 0 | 39.6
0 | 0 | 0 | 0 | 18.84 | 37.68 | 0.99999 | 0 | 7.48 | 0.10336 | 0 | 37.68
0 | 0 | 0 | 0 | 10.56 | 21.12 | 0.99999 | 0 | 7.48 | 0.10336 | 0 | 21.12
0 | 0 | 0 | 0 | 10.16 | 20.32 | 0.99999 | 0 | 7.48 | 0.10336 | 0 | 20.32
0 | 0 | 0 | 0 | 9.32 | 18.64 | 0.99999 | 0 | 7.48 | 0.10336 | 0 | 18.64
0 | 0 | 0 | 0 | 9.16 | 18.32 | 0.99999 | 0 | 7.48 | 0.10336 | 0 | 18.32
0 | 0 | 0 | 0 | 11.52 | 23.04 | 0.99999 | 0 | 7.48 | 0.10336 | 0 | 23.04
0 | 0 | 0 | 0 | 12.12 | 24.24 | 0.99999 | 0 | 7.48 | 0.10336 | 0 | 24.24
0 | 0 | 0 | 0 | 13 | 26 | 0.99999 | 0 | 7.48 | 0.10336 | 0 | 26
7.4437 | 0 | 0 | 7.4437 | 14.08 | 28.16 | 0.99999 | 0 | 7.48 | 0.10336 | 0 | 20.7163
25.8232 | 0 | 0 | 25.8232 | 15.36 | 30.72 | 0.2 | 2.1372 | 7.48 | 0.10336 | 0 | 2.7596
42.0019 | 2.2546 | 2.1472 | 37.6 | 18.8 | 37.6 | 0.95833 | 0 | 7.48 | 0.10336 | 0 | 0
53.28 | 0.12386 | 16.3561 | 36.8 | 18.4 | 36.8 | 0.99999 | 0 | 7.48 | 0.10336 | 0 | 0
58.5717 | 0 | 19.0517 | 39.52 | 19.76 | 39.52 | 0.99999 | 0 | 11.23 | 0.12409 | 0 | 0
60.89 | 0 | 13.77 | 47.12 | 23.56 | 47.12 | 0.99999 | 0 | 11.23 | 0.12409 | 0 | 0
59.6673 | 0 | 11.2673 | 48.4 | 24.2 | 48.4 | 0.99999 | 0 | 11.23 | 0.12409 | 0 | 0
56.7328 | 0 | 5.7728 | 50.96 | 25.48 | 50.96 | 0.99999 | 0 | 17.48 | 0.13136 | 0 | 0
48.2229 | 0 | 0 | 48.2229 | 25.32 | 50.64 | 0.99999 | 0 | 17.48 | 0.13136 | 0 | 2.4171
33.7756 | 0 | 0 | 33.7756 | 26.16 | 52.32 | 0.99999 | 0 | 17.48 | 0.13136 | 0 | 18.5444
15.6015 | 0 | 0 | 15.6015 | 26.64 | 53.28 | 0.2 | 2.1372 | 17.48 | 0.13136 | 0 | 35.5413
1.5064 | 0 | 0 | 1.5064 | 32.04 | 64.08 | 0.2 | 0 | 11.23 | 0.12409 | 0 | 62.5736
0 | 0 | 0 | 0 | 24.92 | 49.84 | 0.2 | 0 | 11.23 | 0.12409 | 0 | 49.84
0 | 0 | 0 | 0 | 20.32 | 40.64 | 0.2 | 0 | 11.23 | 0.12409 | 0 | 40.64
0 | 0 | 0 | 0 | 19.64 | 39.28 | 0.2 | 0 | 7.48 | 0.10336 | 0 | 39.28
0 | 0 | 0 | 0 | 17.24 | 34.48 | 0.2 | 0 | 7.48 | 0.10336 | 0 | 34.48
0 | 0 | 0 | 0 | 16.2 | 32.4 | 0.2 | 0 | 7.48 | 0.10336 | 0 | 32.4
0 | 0 | 0 | 0 | 10.52 | 21.04 | 0.2 | 0 | 7.48 | 0.10336 | 0 | 21.04
0 | 0 | 0 | 0 | 9.72 | 19.44 | 0.2 | 0 | 7.48 | 0.10336 | 0 | 19.44
0 | 0 | 0 | 0 | 9 | 18 | 0.2 | 0 | 7.48 | 0.10336 | 0 | 18
0 | 0 | 0 | 0 | 8.64 | 17.28 | 0.2 | 0 | 7.48 | 0.10336 | 0 | 17.28
0 | 0 | 0 | 0 | 11.28 | 22.56 | 0.2 | 0 | 7.48 | 0.10336 | 0 | 22.56
0 | 0 | 0 | 0 | 12.12 | 24.24 | 0.2 | 0 | 7.48 | 0.10336 | 0 | 24.24
0 | 0 | 0 | 0 | 13.12 | 26.24 | 0.2 | 0 | 7.48 | 0.10336 | 0 | 26.24
7.2481 | 0 | 0 | 7.2481 | 20.56 | 41.12 | 0.2 | 0 | 7.48 | 0.10336 | 0 | 33.8719
25.6374 | 0 | 0 | 25.6374 | 23 | 46 | 0.2 | 0 | 7.48 | 0.10336 | 0 | 20.3626
42.8822 | 0 | 0 | 42.8822 | 24.88 | 49.76 | 0.2 | 0 | 7.48 | 0.10336 | 0 | 6.8778
55.1189 | 2.2546 | 1.5042 | 51.36 | 25.68 | 51.36 | 0.95833 | 0 | 7.48 | 0.10336 | 0 | 0
62.6604 | 0.12386 | 4.8566 | 57.68 | 28.84 | 57.68 | 0.99999 | 0 | 11.23 | 0.12409 | 0 | 0
64.4211 | 0 | 0 | 64.4211 | 34.72 | 69.44 | 0.2 | 2.1372 | 11.23 | 0.12409 | 0 | 2.8817
63.0419 | 2.2546 | 1.8273 | 58.96 | 29.48 | 58.96 | 0.95833 | 0 | 11.23 | 0.12409 | 0 | 0
57.486 | 0.12386 | 0.32213 | 57.04 | 28.52 | 57.04 | 0.99999 | 0 | 17.48 | 0.13136 | 0 | 0
47.2056 | 0 | 0 | 47.2056 | 27.96 | 55.92 | 0.99999 | 0 | 17.48 | 0.13136 | 0 | 8.7144
32.6703 | 0 | 0 | 32.6703 | 26.4 | 52.8 | 0.99999 | 0 | 17.48 | 0.13136 | 0 | 20.1297
14.731 | 0 | 0 | 14.731 | 26.96 | 53.92 | 0.2 | 2.1372 | 17.48 | 0.13136 | 0 | 37.0518
1.1151 | 0 | 0 | 1.1151 | 27.88 | 55.76 | 0.2 | 0 | 11.23 | 0.12409 | 0 | 54.6449
0 | 0 | 0 | 0 | 28.08 | 56.16 | 0.2 | 0 | 11.23 | 0.12409 | 0 | 56.16
0 | 0 | 0 | 0 | 26.4 | 52.8 | 0.2 | 0 | 11.23 | 0.12409 | 0 | 52.8
0 | 0 | 0 | 0 | 27.8 | 55.6 | 0.24166 | 0 | 7.48 | 0.10336 | 0.12386 | 55.6
0 | 0 | 0 | 0 | 24.92 | 49.84 | 0.24166 | 0 | 7.48 | 0.10336 | 0 | 49.84
0 | 0 | 0 | 0 | 15.96 | 31.92 | 0.24166 | 0 | 7.48 | 0.10336 | 0 | 31.92
0 | 0 | 0 | 0 | 10.4 | 20.8 | 0.24166 | 0 | 7.48 | 0.10336 | 0 | 20.8
0 | 0 | 0 | 0 | 9.2 | 18.4 | 0.24166 | 0 | 7.48 | 0.10336 | 0 | 18.4
0 | 0 | 0 | 0 | 8.52 | 17.04 | 0.24166 | 0 | 7.48 | 0.10336 | 0 | 17.04
0 | 0 | 0 | 0 | 7.76 | 15.52 | 0.24166 | 0 | 7.48 | 0.10336 | 0 | 15.52
0 | 0 | 0 | 0 | 11.24 | 22.48 | 0.24166 | 0 | 7.48 | 0.10336 | 0 | 22.48
0 | 0 | 0 | 0 | 11.6 | 23.2 | 0.24166 | 0 | 7.48 | 0.10336 | 0 | 23.2
0 | 0 | 0 | 0 | 12.52 | 25.04 | 0.24166 | 0 | 7.48 | 0.10336 | 0 | 25.04
7.2579 | 0 | 0 | 7.2579 | 19.6 | 39.2 | 0.24166 | 0 | 7.48 | 0.10336 | 0 | 31.9421
25.6961 | 0 | 0 | 25.6961 | 21.24 | 42.48 | 0.24166 | 0 | 7.48 | 0.10336 | 0 | 16.7839
42.4714 | 0 | 0 | 42.4714 | 23.56 | 47.12 | 0.24166 | 0 | 7.48 | 0.10336 | 0 | 4.6486
53.8277 | 2.2546 | 3.8131 | 47.76 | 23.88 | 47.76 | 0.99999 | 0 | 7.48 | 0.10336 | 0 | 0
58.7576 | 0 | 0 | 58.7576 | 35.28 | 70.56 | 0.99999 | 0 | 11.23 | 0.12409 | 0 | 11.8024
61.203 | 0 | 0 | 61.203 | 36.96 | 73.92 | 0.99999 | 0 | 11.23 | 0.12409 | 0 | 12.717
59.8825 | 0 | 0 | 59.8825 | 37.04 | 74.08 | 0.99999 | 0 | 11.23 | 0.12409 | 0 | 14.1975
54.8939 | 0 | 0 | 54.8939 | 33.88 | 67.76 | 0.99999 | 0 | 17.48 | 0.13136 | 0 | 12.8661
38.7055 | 0 | 0 | 38.7055 | 35.64 | 71.28 | 0.99999 | 0 | 17.48 | 0.13136 | 0 | 32.5745
26.6351 | 0 | 0 | 26.6351 | 36.72 | 73.44 | 0.99999 | 0 | 17.48 | 0.13136 | 0 | 46.8049
12.2171 | 0 | 0 | 12.2171 | 39.96 | 79.92 | 0.2 | 2.1372 | 17.48 | 0.13136 | 0 | 65.5657
0.97815 | 0 | 0 | 0.97815 | 39.64 | 79.28 | 0.2 | 0 | 11.23 | 0.12409 | 0 | 78.3018
0 | 0 | 0 | 0 | 34.72 | 69.44 | 0.2 | 0 | 11.23 | 0.12409 | 0 | 69.44
0 | 0 | 0 | 0 | 30.6 | 61.2 | 0.2 | 0 | 11.23 | 0.12409 | 0 | 61.2
0 | 0 | 0 | 0 | 30.52 | 61.04 | 0.95833 | 0 | 7.48 | 0.10336 | 2.2546 | 61.04
0 | 0 | 0 | 0 | 25.44 | 50.88 | 0.99999 | 0 | 7.48 | 0.10336 | 0.12386 | 50.88
0 | 0 | 0 | 0 | 15.64 | 31.28 | 0.99999 | 0 | 7.48 | 0.10336 | 0 | 31.28
0 | 0 | 0 | 0 | 11.08 | 22.16 | 0.99999 | 0 | 7.48 | 0.10336 | 0 | 22.16
0 | 0 | 0 | 0 | 9.48 | 18.96 | 0.99999 | 0 | 7.48 | 0.10336 | 0 | 18.96
0 | 0 | 0 | 0 | 8.96 | 17.92 | 0.99999 | 0 | 7.48 | 0.10336 | 0 | 17.92
0 | 0 | 0 | 0 | 8.4 | 16.8 | 0.99999 | 0 | 7.48 | 0.10336 | 0 | 16.8
0 | 0 | 0 | 0 | 11.44 | 22.88 | 0.99999 | 0 | 7.48 | 0.10336 | 0 | 22.88
0 | 0 | 0 | 0 | 12.6 | 25.2 | 0.99999 | 0 | 7.48 | 0.10336 | 0 | 25.2
0 | 0 | 0 | 0 | 13.52 | 27.04 | 0.99999 | 0 | 7.48 | 0.10336 | 0 | 27.04
6.6123 | 0 | 0 | 6.6123 | 20.6 | 41.2 | 0.99999 | 0 | 7.48 | 0.10336 | 0 | 34.5877
23.7006 | 0 | 0 | 23.7006 | 22.76 | 45.52 | 0.99999 | 0 | 7.48 | 0.10336 | 0 | 21.8194
39.8499 | 0 | 0 | 39.8499 | 23.4 | 46.8 | 0.99999 | 0 | 7.48 | 0.10336 | 0 | 6.9501
50.5802 | 0 | 0 | 50.5802 | 31.2 | 62.4 | 0.99999 | 0 | 7.48 | 0.10336 | 0 | 11.8198
57.9164 | 0 | 0 | 57.9164 | 35.48 | 70.96 | 0.99999 | 0 | 11.23 | 0.12409 | 0 | 13.0436
60.3715 | 0 | 0 | 60.3715 | 41.08 | 82.16 | 0.99999 | 0 | 11.23 | 0.12409 | 0 | 21.7885
58.6793 | 0 | 0 | 58.6793 | 43.36 | 86.72 | 0.99999 | 0 | 11.23 | 0.12409 | 0 | 28.0407
54.6493 | 0 | 0 | 54.6493 | 43.52 | 87.04 | 0.99999 | 0 | 17.48 | 0.13136 | 0 | 32.3907
44.6135 | 0 | 0 | 44.6135 | 42 | 84 | 0.99999 | 0 | 17.48 | 0.13136 | 0 | 39.3865
30.0782 | 0 | 0 | 30.0782 | 41.12 | 82.24 | 0.99999 | 0 | 17.48 | 0.13136 | 0 | 52.1618
13.3713 | 0 | 0 | 13.3713 | 42.6 | 85.2 | 0.2 | 2.1372 | 17.48 | 0.13136 | 0 | 69.6914
0.54776 | 0 | 0 | 0.54776 | 40.52 | 81.04 | 0.2 | 0 | 11.23 | 0.12409 | 0 | 80.4922
0 | 0 | 0 | 0 | 37.88 | 75.76 | 0.2 | 0 | 11.23 | 0.12409 | 0 | 75.76
0 | 0 | 0 | 0 | 32.72 | 65.44 | 0.2 | 0 | 11.23 | 0.12409 | 0 | 65.44
0 | 0 | 0 | 0 | 33.2 | 66.4 | 0.95833 | 0 | 7.48 | 0.10336 | 2.2546 | 66.4
0 | 0 | 0 | 0 | 30.64 | 61.28 | 0.99999 | 0 | 7.48 | 0.10336 | 0.12386 | 61.28
0 | 0 | 0 | 0 | 23.56 | 47.12 | 0.99999 | 0 | 7.48 | 0.10336 | 0 | 47.12
0 | 0 | 0 | 0 | 12.44 | 24.88 | 0.99999 | 0 | 7.48 | 0.10336 | 0 | 24.88
0 | 0 | 0 | 0 | 9.68 | 19.36 | 0.99999 | 0 | 7.48 | 0.10336 | 0 | 19.36
0 | 0 | 0 | 0 | 9.56 | 19.12 | 0.99999 | 0 | 7.48 | 0.10336 | 0 | 19.12
0 | 0 | 0 | 0 | 15.56 | 31.12 | 0.99999 | 0 | 7.48 | 0.10336 | 0 | 31.12
0 | 0 | 0 | 0 | 17.84 | 35.68 | 0.99999 | 0 | 7.48 | 0.10336 | 0 | 35.68
0 | 0 | 0 | 0 | 15.32 | 30.64 | 0.99999 | 0 | 7.48 | 0.10336 | 0 | 30.64
0 | 0 | 0 | 0 | 16.72 | 33.44 | 0.99999 | 0 | 7.48 | 0.10336 | 0 | 33.44
6.3482 | 0 | 0 | 6.3482 | 22.76 | 45.52 | 0.99999 | 0 | 7.48 | 0.10336 | 0 | 39.1718
23.1137 | 0 | 0 | 23.1137 | 25.08 | 50.16 | 0.99999 | 0 | 7.48 | 0.10336 | 0 | 27.0463
38.95 | 0 | 0 | 38.95 | 30.28 | 60.56 | 0.99999 | 0 | 7.48 | 0.10336 | 0 | 21.61
50.1694 | 0 | 0 | 50.1694 | 33.6 | 67.2 | 0.99999 | 0 | 7.48 | 0.10336 | 0 | 17.0306
58.0729 | 0 | 0 | 58.0729 | 41.12 | 82.24 | 0.99999 | 0 | 11.23 | 0.12409 | 0 | 24.1671
60.3618 | 0 | 0 | 60.3618 | 49.76 | 99.52 | 0.99999 | 0 | 11.23 | 0.12409 | 0 | 39.1582
60.2346 | 0 | 0 | 60.2346 | 47.84 | 95.68 | 0.99999 | 0 | 11.23 | 0.12409 | 0 | 35.4454
53.9451 | 0 | 0 | 53.9451 | 41.76 | 83.52 | 0.99999 | 0 | 17.48 | 0.13136 | 0 | 29.5749
43.5571 | 0 | 0 | 43.5571 | 39.76 | 79.52 | 0.99999 | 0 | 17.48 | 0.13136 | 0 | 35.9629
23.6126 | 0 | 0 | 23.6126 | 38.8 | 77.6 | 0.99999 | 0 | 17.48 | 0.13136 | 0 | 53.9874
10.251 | 0 | 0 | 10.251 | 39.72 | 79.44 | 0.2 | 2.1372 | 17.48 | 0.13136 | 0 | 67.0518
0.2641 | 0 | 0 | 0.2641 | 39.48 | 78.96 | 0.2 | 0 | 11.23 | 0.12409 | 0 | 78.6959
0 | 0 | 0 | 0 | 37.8 | 75.6 | 0.2 | 0 | 11.23 | 0.12409 | 0 | 75.6
0 | 0 | 0 | 0 | 37.12 | 74.24 | 0.2 | 0 | 11.23 | 0.12409 | 0 | 74.24
0 | 0 | 0 | 0 | 36.84 | 73.68 | 0.2 | 0 | 7.48 | 0.10336 | 0 | 73.68
0 | 0 | 0 | 0 | 32.76 | 65.52 | 0.2 | 0 | 7.48 | 0.10336 | 0 | 65.52
0 | 0 | 0 | 0 | 18.48 | 36.96 | 0.2 | 0 | 7.48 | 0.10336 | 0 | 36.96
0 | 0 | 0 | 0 | 11.72 | 23.44 | 0.2 | 0 | 7.48 | 0.10336 | 0 | 23.44
0 | 0 | 0 | 0 | 9.76 | 19.52 | 0.2 | 0 | 7.48 | 0.10336 | 0 | 19.52
0 | 0 | 0 | 0 | 9.76 | 19.52 | 0.2 | 0 | 7.48 | 0.10336 | 0 | 19.52
0 | 0 | 0 | 0 | 9.96 | 19.92 | 0.2 | 0 | 7.48 | 0.10336 | 0 | 19.92
0 | 0 | 0 | 0 | 12.88 | 25.76 | 0.2 | 0 | 7.48 | 0.10336 | 0 | 25.76
0 | 0 | 0 | 0 | 13.96 | 27.92 | 0.2 | 0 | 7.48 | 0.10336 | 0 | 27.92
0 | 0 | 0 | 0 | 13.92 | 27.84 | 0.2 | 0 | 7.48 | 0.10336 | 0 | 27.84
6.1037 | 0 | 0 | 6.1037 | 20.4 | 40.8 | 0.2 | 0 | 7.48 | 0.10336 | 0 | 34.6963
22.2823 | 0 | 0 | 22.2823 | 21.96 | 43.92 | 0.2 | 0 | 7.48 | 0.10336 | 0 | 21.6377
37.2089 | 0 | 0 | 37.2089 | 23.12 | 46.24 | 0.2 | 0 | 7.48 | 0.10336 | 0 | 9.0311
47.9979 | 0 | 0 | 47.9979 | 26.2 | 52.4 | 0.2 | 0 | 7.48 | 0.10336 | 0 | 4.4021
57.398 | 2.2546 | 4.0233 | 51.12 | 25.56 | 51.12 | 0.95833 | 0 | 7.48 | 0.10336 | 0 | 0
61.7018 | 0 | 0 | 61.7018 | 32.68 | 65.36 | 0.24166 | 1.9146 | 7.48 | 0.10336 | 0 | 1.7436
60.215 | 2.2546 | 0.20041 | 57.76 | 28.88 | 57.76 | 0.99999 | 0 | 7.48 | 0.10336 | 0 | 0
55.5101 | 0 | 0 | 55.5101 | 27.76 | 55.52 | 0.99999 | 0 | 7.48 | 0.10336 | 0 | 0.0098777
44.7602 | 0 | 0 | 44.7602 | 28.88 | 57.76 | 0.99999 | 0 | 7.48 | 0.10336 | 0 | 12.9998
30.2151 | 0 | 0 | 30.2151 | 33.32 | 66.64 | 0.99999 | 0 | 7.48 | 0.10336 | 0 | 36.4249
12.8823 | 0 | 0 | 12.8823 | 27.2 | 54.4 | 0.99999 | 0 | 7.48 | 0.10336 | 0 | 41.5177
0.33257 | 0 | 0 | 0.33257 | 26.92 | 53.84 | 0.99999 | 0 | 7.48 | 0.10336 | 0 | 53.5074
0 | 0 | 0 | 0 | 26.92 | 53.84 | 0.99999 | 0 | 7.48 | 0.10336 | 0 | 53.84
0 | 0 | 0 | 0 | 24.92 | 49.84 | 0.99999 | 0 | 7.48 | 0.10336 | 0 | 49.84
0 | 0 | 0 | 0 | 22.8 | 45.6 | 0.99999 | 0 | 7.48 | 0.10336 | 0 | 45.6
0 | 0 | 0 | 0 | 20.6 | 41.2 | 0.99999 | 0 | 7.48 | 0.10336 | 0 | 41.2
0 | 0 | 0 | 0 | 16.8 | 33.6 | 0.99999 | 0 | 7.48 | 0.10336 | 0 | 33.6
0 | 0 | 0 | 0 | 14.96 | 29.92 | 0.99999 | 0 | 7.48 | 0.10336 | 0 | 29.92
0 | 0 | 0 | 0 | 13.88 | 27.76 | 0.99999 | 0 | 7.48 | 0.10336 | 0 | 27.76
0 | 0 | 0 | 0 | 13.76 | 27.52 | 0.99999 | 0 | 7.48 | 0.10336 | 0 | 27.52
0 | 0 | 0 | 0 | 14.36 | 28.72 | 0.99999 | 0 | 7.48 | 0.10336 | 0 | 28.72
0 | 0 | 0 | 0 | 17.32 | 34.64 | 0.99999 | 0 | 7.48 | 0.10336 | 0 | 34.64
0 | 0 | 0 | 0 | 17.48 | 34.96 | 0.99999 | 0 | 7.48 | 0.10336 | 0 | 34.96
0 | 0 | 0 | 0 | 14.32 | 28.64 | 0.99999 | 0 | 7.48 | 0.10336 | 0 | 28.64
6.4167 | 0 | 0 | 6.4167 | 14.88 | 29.76 | 0.99999 | 0 | 7.48 | 0.10336 | 0 | 23.3433
23.4267 | 0 | 0 | 23.4267 | 19 | 38 | 0.38511 | 1.6427 | 7.48 | 0.10336 | 0 | 12.9306
38.7055 | 0 | 0 | 38.7055 | 19.6 | 39.2 | 0.2 | 0.49453 | 7.48 | 0.10336 | 0 | 0
51.2063 | 2.2546 | 7.8316 | 41.12 | 20.56 | 41.12 | 0.95833 | 0 | 7.48 | 0.10336 | 0 | 0
59.8042 | 0.12386 | 18.6403 | 41.04 | 20.52 | 41.04 | 0.99999 | 0 | 7.48 | 0.10336 | 0 | 0
62.4452 | 2.2546 | 0 | 60.1906 | 26.4 | 52.8 | 0.99999 | 2.0259 | 7.48 | 0.10336 | 0 | 0
62.0735 | 0 | 6.6335 | 55.44 | 27.72 | 55.44 | 0.99999 | 0 | 7.48 | 0.10336 | 0 | 0
56.4981 | 0 | 3.0581 | 53.44 | 26.72 | 53.44 | 0.99999 | 0 | 7.48 | 0.10336 | 0 | 0
46.6187 | 0 | 0 | 46.6187 | 28.6 | 57.2 | 0.99999 | 0 | 7.48 | 0.10336 | 0 | 10.5813
31.203 | 0 | 0 | 31.203 | 23.28 | 46.56 | 0.99999 | 0 | 7.48 | 0.10336 | 0 | 15.357
14.4375 | 0 | 0 | 14.4375 | 26.04 | 52.08 | 0.99999 | 0 | 7.48 | 0.10336 | 0 | 37.6425
0 | 0 | 0 | 0 | 24.72 | 49.44 | 0.99999 | 0 | 7.48 | 0.10336 | 0 | 49.44
0 | 0 | 0 | 0 | 19.96 | 39.92 | 0.99999 | 0 | 7.48 | 0.10336 | 0 | 39.92
0 | 0 | 0 | 0 | 20 | 40 | 0.99999 | 0 | 7.48 | 0.10336 | 0 | 40
0 | 0 | 0 | 0 | 20.28 | 40.56 | 0.99999 | 0 | 7.48 | 0.10336 | 0 | 40.56
0 | 0 | 0 | 0 | 20.2 | 40.4 | 0.99999 | 0 | 7.48 | 0.10336 | 0 | 40.4
0 | 0 | 0 | 0 | 14.92 | 29.84 | 0.99999 | 0 | 7.48 | 0.10336 | 0 | 29.84
0 | 0 | 0 | 0 | 10.68 | 21.36 | 0.99999 | 0 | 7.48 | 0.10336 | 0 | 21.36
0 | 0 | 0 | 0 | 11.44 | 22.88 | 0.99999 | 0 | 7.48 | 0.10709 | 0 | 22.88
0 | 0 | 0 | 0 | 12.96 | 25.92 | 0.99999 | 0 | 7.48 | 0.10709 | 0 | 25.92
0 | 0 | 0 | 0 | 13.72 | 27.44 | 0.99999 | 0 | 7.48 | 0.10709 | 0 | 27.44
0 | 0 | 0 | 0 | 16.36 | 32.72 | 0.99999 | 0 | 7.48 | 0.10709 | 0 | 32.72
0 | 0 | 0 | 0 | 16.2 | 32.4 | 0.99999 | 0 | 7.48 | 0.10709 | 0 | 32.4
0 | 0 | 0 | 0 | 13.4 | 26.8 | 0.99999 | 0 | 7.48 | 0.10709 | 0 | 26.8
7.2872 | 0 | 0 | 7.2872 | 13.64 | 27.28 | 0.32986 | 1.7903 | 7.48 | 0.10709 | 0 | 18.2025
27.1731 | 0 | 0 | 27.1731 | 13.76 | 27.52 | 0.2 | 0.34694 | 7.48 | 0.10709 | 0 | 0
45.2102 | 2.2546 | 6.4756 | 36.48 | 18.24 | 36.48 | 0.95833 | 0 | 7.48 | 0.10709 | 0 | 0
57.9066 | 0.12386 | 18.2627 | 39.52 | 19.76 | 39.52 | 0.99999 | 0 | 7.48 | 0.10709 | 0 | 0
64.9395 | 0 | 23.4195 | 41.52 | 20.76 | 41.52 | 0.99999 | 0 | 7.48 | 0.12502 | 0 | 0
66.573 | 0 | 20.733 | 45.84 | 22.92 | 45.84 | 0.99999 | 0 | 7.48 | 0.12502 | 0 | 0
62.9734 | 0 | 18.8134 | 44.16 | 22.08 | 44.16 | 0.99999 | 0 | 7.48 | 0.12502 | 0 | 0
55.1091 | 0 | 2.8691 | 52.24 | 26.12 | 52.24 | 0.99999 | 0 | 12.23 | 0.12502 | 0 | 0
45.533 | 0 | 0 | 45.533 | 25.48 | 50.96 | 0.99999 | 0 | 12.23 | 0.12502 | 0 | 5.427
31.3204 | 0 | 0 | 31.3204 | 25.8 | 51.6 | 0.99999 | 0 | 12.23 | 0.12502 | 0 | 20.2796
13.8311 | 0 | 0 | 13.8311 | 24.44 | 48.88 | 0.99999 | 0 | 12.23 | 0.12502 | 0 | 35.0489
0 | 0 | 0 | 0 | 20.8 | 41.6 | 0.99999 | 0 | 7.48 | 0.12502 | 0 | 41.6
0 | 0 | 0 | 0 | 19 | 38 | 0.99999 | 0 | 7.48 | 0.12502 | 0 | 38
0 | 0 | 0 | 0 | 17.56 | 35.12 | 0.2 | 2.1372 | 7.48 | 0.12502 | 0 | 32.9828
0 | 0 | 0 | 0 | 19.12 | 38.24 | 0.2 | 0 | 7.48 | 0.10709 | 0 | 38.24
0 | 0 | 0 | 0 | 20.6 | 41.2 | 0.2 | 0 | 7.48 | 0.10709 | 0 | 41.2
0 | 0 | 0 | 0 | 19.04 | 38.08 | 0.2 | 0 | 7.48 | 0.10709 | 0 | 38.08
0 | 0 | 0 | 0 | 15.32 | 30.64 | 0.2 | 0 | 7.48 | 0.10709 | 0 | 30.64
0 | 0 | 0 | 0 | 14.16 | 28.32 | 0.2 | 0 | 7.48 | 0.10709 | 0 | 28.32
0 | 0 | 0 | 0 | 13.32 | 26.64 | 0.2 | 0 | 7.48 | 0.10709 | 0 | 26.64
0 | 0 | 0 | 0 | 13.24 | 26.48 | 0.2 | 0 | 7.48 | 0.10709 | 0 | 26.48
0 | 0 | 0 | 0 | 15.64 | 31.28 | 0.2 | 0 | 7.48 | 0.10709 | 0 | 31.28
0 | 0 | 0 | 0 | 15.76 | 31.52 | 0.2 | 0 | 7.48 | 0.10709 | 0 | 31.52
0 | 0 | 0 | 0 | 16.4 | 32.8 | 0.2 | 0 | 7.48 | 0.10709 | 0 | 32.8
6.4851 | 0 | 0 | 6.4851 | 17.76 | 35.52 | 0.2 | 0 | 7.48 | 0.10709 | 0 | 29.0349
24.4245 | 0 | 0 | 24.4245 | 18.84 | 37.68 | 0.2 | 0 | 7.48 | 0.10709 | 0 | 13.2555
32.9442 | 0 | 0 | 32.9442 | 20.88 | 41.76 | 0.2 | 0 | 7.48 | 0.10709 | 0 | 8.8158
46.6285 | 2.2546 | 3.0139 | 41.36 | 20.68 | 41.36 | 0.95833 | 0 | 7.48 | 0.10709 | 0 | 0
57.1241 | 0.12386 | 11.7202 | 45.28 | 22.64 | 45.28 | 0.99999 | 0 | 7.48 | 0.12502 | 0 | 0
58.1707 | 0 | 12.0907 | 46.08 | 23.04 | 46.08 | 0.99999 | 0 | 7.48 | 0.12502 | 0 | 0
62.4257 | 0 | 13.7057 | 48.72 | 24.36 | 48.72 | 0.99999 | 0 | 7.48 | 0.12502 | 0 | 0
57.5055 | 2.2546 | 0 | 55.2509 | 24.64 | 49.28 | 0.99999 | 2.0259 | 12.23 | 0.12502 | 0 | 0
46.873 | 0 | 0 | 46.873 | 26.32 | 52.64 | 0.99999 | 0 | 12.23 | 0.12502 | 0 | 5.767
31.3889 | 0 | 0 | 31.3889 | 29.6 | 59.2 | 0.99999 | 0 | 12.23 | 0.12502 | 0 | 27.8111
12.9116 | 0 | 0 | 12.9116 | 29.68 | 59.36 | 0.99999 | 0 | 12.23 | 0.12502 | 0 | 46.4484
0 | 0 | 0 | 0 | 20.68 | 41.36 | 0.99999 | 0 | 7.48 | 0.12502 | 0 | 41.36
0 | 0 | 0 | 0 | 19.32 | 38.64 | 0.99999 | 0 | 7.48 | 0.12502 | 0 | 38.64
0 | 0 | 0 | 0 | 18.52 | 37.04 | 0.2 | 2.1372 | 7.48 | 0.12502 | 0 | 34.9028
0 | 0 | 0 | 0 | 19.48 | 38.96 | 0.2 | 0 | 7.48 | 0.10709 | 0 | 38.96
0 | 0 | 0 | 0 | 19.52 | 39.04 | 0.2 | 0 | 7.48 | 0.10709 | 0 | 39.04
0 | 0 | 0 | 0 | 18.96 | 37.92 | 0.2 | 0 | 7.48 | 0.10709 | 0 | 37.92
0 | 0 | 0 | 0 | 15.88 | 31.76 | 0.2 | 0 | 7.48 | 0.10709 | 0 | 31.76
0 | 0 | 0 | 0 | 14.88 | 29.76 | 0.2 | 0 | 7.48 | 0.10709 | 0 | 29.76
0 | 0 | 0 | 0 | 14.68 | 29.36 | 0.2 | 0 | 7.48 | 0.10709 | 0 | 29.36
0 | 0 | 0 | 0 | 14.4 | 28.8 | 0.2 | 0 | 7.48 | 0.10709 | 0 | 28.8
0 | 0 | 0 | 0 | 17.44 | 34.88 | 0.2 | 0 | 7.48 | 0.10709 | 0 | 34.88
0 | 0 | 0 | 0 | 17.56 | 35.12 | 0.2 | 0 | 7.48 | 0.10709 | 0 | 35.12
0 | 0 | 0 | 0 | 18.72 | 37.44 | 0.2 | 0 | 7.48 | 0.10709 | 0 | 37.44
6.3384 | 0 | 0 | 6.3384 | 19.44 | 38.88 | 0.2 | 0 | 7.48 | 0.10709 | 0 | 32.5416
24.2777 | 0 | 0 | 24.2777 | 20.8 | 41.6 | 0.2 | 0 | 7.48 | 0.10709 | 0 | 17.3223
41.053 | 0 | 0 | 41.053 | 22.92 | 45.84 | 0.2 | 0 | 7.48 | 0.10709 | 0 | 4.787
52.9082 | 2.2546 | 5.7736 | 44.88 | 22.44 | 44.88 | 0.95833 | 0 | 7.48 | 0.10709 | 0 | 0
61.516 | 0.12386 | 16.1921 | 45.2 | 22.6 | 45.2 | 0.99999 | 0 | 7.48 | 0.12502 | 0 | 0
64.9884 | 2.2546 | 0 | 62.7338 | 24 | 48 | 0.99999 | 2.0259 | 7.48 | 0.12502 | 0 | 0
63.3745 | 0 | 3.2945 | 60.08 | 30.04 | 60.08 | 0.99999 | 0 | 7.48 | 0.12502 | 0 | 0
58.562 | 0 | 0 | 58.562 | 31 | 62 | 0.99999 | 0 | 12.23 | 0.12502 | 0 | 3.438
47.2839 | 0 | 0 | 47.2839 | 32 | 64 | 0.99999 | 0 | 12.23 | 0.12502 | 0 | 16.7161
31.2617 | 0 | 0 | 31.2617 | 29.52 | 59.04 | 0.99999 | 0 | 12.23 | 0.12502 | 0 | 27.7783
12.5888 | 0 | 0 | 12.5888 | 30.48 | 60.96 | 0.99999 | 0 | 12.23 | 0.12502 | 0 | 48.3712
0 | 0 | 0 | 0 | 26.4 | 52.8 | 0.99999 | 0 | 7.48 | 0.12502 | 0 | 52.8
0 | 0 | 0 | 0 | 23.28 | 46.56 | 0.99999 | 0 | 7.48 | 0.12502 | 0 | 46.56
0 | 0 | 0 | 0 | 20.88 | 41.76 | 0.2 | 2.1372 | 7.48 | 0.12502 | 0 | 39.6228
0 | 0 | 0 | 0 | 21.48 | 42.96 | 0.2 | 0 | 7.48 | 0.10709 | 0 | 42.96
0 | 0 | 0 | 0 | 21.64 | 43.28 | 0.2 | 0 | 7.48 | 0.10709 | 0 | 43.28
0 | 0 | 0 | 0 | 21.12 | 42.24 | 0.2 | 0 | 7.48 | 0.10709 | 0 | 42.24
0 | 0 | 0 | 0 | 18.08 | 36.16 | 0.2 | 0 | 7.48 | 0.10709 | 0 | 36.16
0 | 0 | 0 | 0 | 16.8 | 33.6 | 0.2 | 0 | 7.48 | 0.10709 | 0 | 33.6
0 | 0 | 0 | 0 | 16.72 | 33.44 | 0.2 | 0 | 7.48 | 0.10709 | 0 | 33.44
0 | 0 | 0 | 0 | 16.56 | 33.12 | 0.2 | 0 | 7.48 | 0.10709 | 0 | 33.12
0 | 0 | 0 | 0 | 18.84 | 37.68 | 0.2 | 0 | 7.48 | 0.10709 | 0 | 37.68
0 | 0 | 0 | 0 | 19.04 | 38.08 | 0.2 | 0 | 7.48 | 0.10709 | 0 | 38.08
0 | 0 | 0 | 0 | 20.04 | 40.08 | 0.2 | 0 | 7.48 | 0.10709 | 0 | 40.08
6.5536 | 0 | 0 | 6.5536 | 20.84 | 41.68 | 0.2 | 0 | 7.48 | 0.10709 | 0 | 35.1264
19.8369 | 0 | 0 | 19.8369 | 21.56 | 43.12 | 0.2 | 0 | 7.48 | 0.10709 | 0 | 23.2831
17.4796 | 0 | 0 | 17.4796 | 22.32 | 44.64 | 0.2 | 0 | 7.48 | 0.10709 | 0 | 27.1604
57.5349 | 2.2546 | 10.4803 | 44.8 | 22.4 | 44.8 | 0.95833 | 0 | 7.48 | 0.10709 | 0 | 0
65.947 | 0.12386 | 18.4631 | 47.36 | 23.68 | 47.36 | 0.99999 | 0 | 7.48 | 0.12502 | 0 | 0
68.0891 | 2.2546 | 0 | 65.8345 | 24.56 | 49.12 | 0.99999 | 2.0259 | 7.48 | 0.12502 | 0 | 0
66.485 | 0 | 14.165 | 52.32 | 26.16 | 52.32 | 0.99999 | 0 | 7.48 | 0.12502 | 0 | 0
59.2564 | 0 | 0 | 59.2564 | 32.44 | 64.88 | 0.99999 | 0 | 12.23 | 0.12502 | 0 | 5.6236
47.2545 | 0 | 0 | 47.2545 | 31.56 | 63.12 | 0.99999 | 0 | 12.23 | 0.12502 | 0 | 15.8655
31.1444 | 0 | 0 | 31.1444 | 31.16 | 62.32 | 0.99999 | 0 | 12.23 | 0.12502 | 0 | 31.1756
12.5986 | 0 | 0 | 12.5986 | 30.56 | 61.12 | 0.99999 | 0 | 12.23 | 0.12502 | 0 | 48.5214
0 | 0 | 0 | 0 | 22.84 | 45.68 | 0.99999 | 0 | 7.48 | 0.12502 | 0 | 45.68
0 | 0 | 0 | 0 | 20.36 | 40.72 | 0.99999 | 0 | 7.48 | 0.12502 | 0 | 40.72
0 | 0 | 0 | 0 | 19.08 | 38.16 | 0.2 | 2.1372 | 7.48 | 0.12502 | 0 | 36.0228
0 | 0 | 0 | 0 | 20.08 | 40.16 | 0.2 | 0 | 7.48 | 0.10709 | 0 | 40.16
0 | 0 | 0 | 0 | 20 | 40 | 0.2 | 0 | 7.48 | 0.10709 | 0 | 40
0 | 0 | 0 | 0 | 19.76 | 39.52 | 0.2 | 0 | 7.48 | 0.10709 | 0 | 39.52
0 | 0 | 0 | 0 | 16.72 | 33.44 | 0.2 | 0 | 7.48 | 0.10709 | 0 | 33.44
0 | 0 | 0 | 0 | 15.52 | 31.04 | 0.2 | 0 | 7.48 | 0.10709 | 0 | 31.04
0 | 0 | 0 | 0 | 15.44 | 30.88 | 0.2 | 0 | 7.48 | 0.10709 | 0 | 30.88
0 | 0 | 0 | 0 | 15.6 | 31.2 | 0.2 | 0 | 7.48 | 0.10709 | 0 | 31.2
0 | 0 | 0 | 0 | 17.44 | 34.88 | 0.2 | 0 | 7.48 | 0.10709 | 0 | 34.88
0 | 0 | 0 | 0 | 17.2 | 34.4 | 0.2 | 0 | 7.48 | 0.10709 | 0 | 34.4
0 | 0 | 0 | 0 | 17.92 | 35.84 | 0.2 | 0 | 7.48 | 0.10709 | 0 | 35.84
6.2308 | 0 | 0 | 6.2308 | 19.12 | 38.24 | 0.2 | 0 | 7.48 | 0.10709 | 0 | 32.0092
24.7472 | 0 | 0 | 24.7472 | 20.64 | 41.28 | 0.2 | 0 | 7.48 | 0.10709 | 0 | 16.5328
41.3367 | 0 | 0 | 41.3367 | 21.88 | 43.76 | 0.2 | 0 | 7.48 | 0.10709 | 0 | 2.4233
53.3386 | 2.2546 | 7.244 | 43.84 | 21.92 | 43.84 | 0.95833 | 0 | 7.48 | 0.10709 | 0 | 0
60.3716 | 0.12386 | 13.4477 | 46.8 | 23.4 | 46.8 | 0.99999 | 0 | 7.48 | 0.12502 | 0 | 0
65.1253 | 2.2546 | 0 | 62.8707 | 24.08 | 48.16 | 0.99999 | 2.0259 | 7.48 | 0.12502 | 0 | 0
64.9102 | 0 | 7.1502 | 57.76 | 28.88 | 57.76 | 0.99999 | 0 | 7.48 | 0.12502 | 0 | 0
58.4152 | 0 | 0 | 58.4152 | 38.68 | 77.36 | 0.99999 | 0 | 12.23 | 0.12502 | 0 | 18.9448
47.9588 | 0 | 0 | 47.9588 | 42.6 | 85.2 | 0.99999 | 0 | 12.23 | 0.12502 | 0 | 37.2412
31.5552 | 0 | 0 | 31.5552 | 45.76 | 91.52 | 0.99999 | 0 | 12.23 | 0.12502 | 0 | 59.9648
7.434 | 0 | 0 | 7.434 | 39.6 | 79.2 | 0.2 | 2.1372 | 12.23 | 0.12502 | 0 | 69.6288
0 | 0 | 0 | 0 | 35.84 | 71.68 | 0.2 | 0 | 7.48 | 0.12502 | 0 | 71.68
0 | 0 | 0 | 0 | 27.52 | 55.04 | 0.2 | 0 | 7.48 | 0.12502 | 0 | 55.04
0 | 0 | 0 | 0 | 25.36 | 50.72 | 0.2 | 0 | 7.48 | 0.12502 | 0 | 50.72
0 | 0 | 0 | 0 | 26.12 | 52.24 | 0.2 | 0 | 7.48 | 0.10709 | 0 | 52.24
0 | 0 | 0 | 0 | 25.84 | 51.68 | 0.2 | 0 | 7.48 | 0.10709 | 0 | 51.68
0 | 0 | 0 | 0 | 25.44 | 50.88 | 0.2 | 0 | 7.48 | 0.10709 | 0 | 50.88
0 | 0 | 0 | 0 | 19.92 | 39.84 | 0.2 | 0 | 7.48 | 0.10709 | 0 | 39.84
0 | 0 | 0 | 0 | 18.2 | 36.4 | 0.2 | 0 | 7.48 | 0.10709 | 0 | 36.4
0 | 0 | 0 | 0 | 17.64 | 35.28 | 0.2 | 0 | 7.48 | 0.10709 | 0 | 35.28
0 | 0 | 0 | 0 | 18.28 | 36.56 | 0.2 | 0 | 7.48 | 0.10709 | 0 | 36.56
0 | 0 | 0 | 0 | 21.32 | 42.64 | 0.2 | 0 | 7.48 | 0.10709 | 0 | 42.64
0 | 0 | 0 | 0 | 23.72 | 47.44 | 0.2 | 0 | 7.48 | 0.10709 | 0 | 47.44
0 | 0 | 0 | 0 | 25.08 | 50.16 | 0.2 | 0 | 7.48 | 0.10709 | 0 | 50.16
6.2602 | 0 | 0 | 6.2602 | 26.2 | 52.4 | 0.2 | 0 | 7.48 | 0.10709 | 0 | 46.1398
24.8744 | 0 | 0 | 24.8744 | 27.12 | 54.24 | 0.2 | 0 | 7.48 | 0.10709 | 0 | 29.3656
42.1583 | 0 | 0 | 42.1583 | 27.56 | 55.12 | 0.2 | 0 | 7.48 | 0.10709 | 0 | 12.9617
54.6493 | 1.5293 | 0 | 53.12 | 26.56 | 53.12 | 0.71439 | 0 | 7.48 | 0.10709 | 0 | 0
61.829 | 0.84914 | 8.3398 | 52.64 | 26.32 | 52.64 | 0.99999 | 0 | 7.48 | 0.10709 | 0 | 0
64.3233 | 0 | 10.4833 | 53.84 | 26.92 | 53.84 | 0.99999 | 0 | 7.48 | 0.10709 | 0 | 0
64.1961 | 0 | 2.1161 | 62.08 | 31.04 | 62.08 | 0.99999 | 0 | 7.48 | 0.10709 | 0 | 0
57.5545 | 0 | 0 | 57.5545 | 36.52 | 73.04 | 0.99999 | 0 | 7.48 | 0.10709 | 0 | 15.4855
46.6481 | 0 | 0 | 46.6481 | 44.36 | 88.72 | 0.99999 | 0 | 7.48 | 0.10709 | 0 | 42.0719
30.2542 | 0 | 0 | 30.2542 | 37.2 | 74.4 | 0.99999 | 0 | 7.48 | 0.10709 | 0 | 44.1458
11.5911 | 0 | 0 | 11.5911 | 36.16 | 72.32 | 0.99999 | 0 | 7.48 | 0.10709 | 0 | 60.7289
0 | 0 | 0 | 0 | 32.2 | 64.4 | 0.99999 | 0 | 7.48 | 0.10709 | 0 | 64.4
0 | 0 | 0 | 0 | 25.36 | 50.72 | 0.99999 | 0 | 7.48 | 0.10709 | 0 | 50.72
0 | 0 | 0 | 0 | 25.68 | 51.36 | 0.99999 | 0 | 7.48 | 0.10709 | 0 | 51.36
0 | 0 | 0 | 0 | 24.36 | 48.72 | 0.99999 | 0 | 7.48 | 0.10709 | 0 | 48.72
0 | 0 | 0 | 0 | 23.96 | 47.92 | 0.99999 | 0 | 7.48 | 0.10709 | 0 | 47.92
0 | 0 | 0 | 0 | 23.4 | 46.8 | 0.99999 | 0 | 7.48 | 0.10709 | 0 | 46.8
0 | 0 | 0 | 0 | 17.96 | 35.92 | 0.99999 | 0 | 7.48 | 0.10709 | 0 | 35.92
0 | 0 | 0 | 0 | 15.8 | 31.6 | 0.99999 | 0 | 7.48 | 0.10709 | 0 | 31.6
0 | 0 | 0 | 0 | 16.68 | 33.36 | 0.99999 | 0 | 7.48 | 0.10709 | 0 | 33.36
0 | 0 | 0 | 0 | 15.6 | 31.2 | 0.99999 | 0 | 7.48 | 0.10709 | 0 | 31.2
0 | 0 | 0 | 0 | 19 | 38 | 0.99999 | 0 | 7.48 | 0.10709 | 0 | 38
0 | 0 | 0 | 0 | 20.2 | 40.4 | 0.99999 | 0 | 7.48 | 0.10709 | 0 | 40.4
0 | 0 | 0 | 0 | 20.8 | 41.6 | 0.99999 | 0 | 7.48 | 0.10709 | 0 | 41.6
5.5266 | 0 | 0 | 5.5266 | 22.6 | 45.2 | 0.99999 | 0 | 7.48 | 0.10709 | 0 | 39.6734
22.742 | 0 | 0 | 22.742 | 23.8 | 47.6 | 0.99999 | 0 | 7.48 | 0.10709 | 0 | 24.858
39.9477 | 0 | 0 | 39.9477 | 23.52 | 47.04 | 0.2 | 2.1372 | 7.48 | 0.10709 | 0 | 4.9551
52.4974 | 2.2546 | 6.0828 | 44.16 | 22.08 | 44.16 | 0.95833 | 0 | 7.48 | 0.10709 | 0 | 0
61.7116 | 0.12386 | 16.0677 | 45.52 | 22.76 | 45.52 | 0.99999 | 0 | 7.48 | 0.10709 | 0 | 0
65.6927 | 2.2546 | 0 | 63.4381 | 25.16 | 50.32 | 0.99999 | 2.0259 | 7.48 | 0.10709 | 0 | 0
63.6679 | 0 | 17.0279 | 46.64 | 23.32 | 46.64 | 0.99999 | 0 | 7.48 | 0.10709 | 0 | 0
57.9457 | 0 | 12.5057 | 45.44 | 22.72 | 45.44 | 0.99999 | 0 | 7.48 | 0.10709 | 0 | 0
46.2274 | 2.2546 | 0 | 43.9728 | 22.76 | 45.52 | 0.99999 | 2.0259 | 7.48 | 0.10709 | 0 | 0
29.9217 | 0 | 0 | 29.9217 | 23.32 | 46.64 | 0.99999 | 0 | 7.48 | 0.10709 | 0 | 16.7183
11.1901 | 0 | 0 | 11.1901 | 23.52 | 47.04 | 0.99999 | 0 | 7.48 | 0.10709 | 0 | 35.8499
0 | 0 | 0 | 0 | 23.4 | 46.8 | 0.99999 | 0 | 7.48 | 0.10709 | 0 | 46.8
0 | 0 | 0 | 0 | 18.48 | 36.96 | 0.99999 | 0 | 7.48 | 0.10709 | 0 | 36.96
0 | 0 | 0 | 0 | 15.68 | 31.36 | 0.99999 | 0 | 7.48 | 0.10709 | 0 | 31.36
0 | 0 | 0 | 0 | 16.68 | 33.36 | 0.99999 | 0 | 7.48 | 0.10709 | 0 | 33.36
0 | 0 | 0 | 0 | 17 | 34 | 0.99999 | 0 | 7.48 | 0.10709 | 0 | 34
0 | 0 | 0 | 0 | 17.2 | 34.4 | 0.99999 | 0 | 7.48 | 0.10709 | 0 | 34.4
0 | 0 | 0 | 0 | 11.36 | 22.72 | 0.99999 | 0 | 7.48 | 0.10709 | 0 | 22.72
0 | 0 | 0 | 0 | 9.6 | 19.2 | 0.99999 | 0 | 7.48 | 0.10709 | 0 | 19.2
0 | 0 | 0 | 0 | 8.92 | 17.84 | 0.99999 | 0 | 7.48 | 0.10709 | 0 | 17.84
0 | 0 | 0 | 0 | 10.04 | 20.08 | 0.99999 | 0 | 7.48 | 0.10709 | 0 | 20.08
0 | 0 | 0 | 0 | 13.04 | 26.08 | 0.99999 | 0 | 7.48 | 0.10709 | 0 | 26.08
0 | 0 | 0 | 0 | 14.68 | 29.36 | 0.99999 | 0 | 7.48 | 0.10709 | 0 | 29.36
0 | 0 | 0 | 0 | 15.92 | 31.84 | 0.99999 | 0 | 7.48 | 0.10709 | 0 | 31.84
5.6342 | 0 | 0 | 5.6342 | 17.16 | 34.32 | 0.99999 | 0 | 7.48 | 0.10709 | 0 | 28.6858
23.3094 | 0 | 0 | 23.3094 | 18.96 | 37.92 | 0.99999 | 0 | 7.48 | 0.10709 | 0 | 14.6106
39.9184 | 0 | 0 | 39.9184 | 23.56 | 47.12 | 0.2 | 2.1372 | 7.48 | 0.10709 | 0 | 5.0644
53.2408 | 2.2546 | 4.9062 | 46.08 | 23.04 | 46.08 | 0.95833 | 0 | 7.48 | 0.10709 | 0 | 0
62.3866 | 0.12386 | 13.6227 | 48.64 | 24.32 | 48.64 | 0.99999 | 0 | 7.48 | 0.12502 | 0 | 0
66.2013 | 0 | 15.7213 | 50.48 | 25.24 | 50.48 | 0.99999 | 0 | 7.48 | 0.12502 | 0 | 0
64.0005 | 0 | 13.9205 | 50.08 | 25.04 | 50.08 | 0.99999 | 0 | 7.48 | 0.12502 | 0 | 0
57.2708 | 0 | 1.9108 | 55.36 | 27.68 | 55.36 | 0.99999 | 0 | 12.23 | 0.12502 | 0 | 0
46.022 | 0 | 0 | 46.022 | 27.68 | 55.36 | 0.99999 | 0 | 12.23 | 0.12502 | 0 | 9.3379
29.8434 | 0 | 0 | 29.8434 | 30.96 | 61.92 | 0.99999 | 0 | 12.23 | 0.12502 | 0 | 32.0766
11.1705 | 0 | 0 | 11.1705 | 33.68 | 67.36 | 0.99999 | 0 | 12.23 | 0.12502 | 0 | 56.1895
0 | 0 | 0 | 0 | 25.52 | 51.04 | 0.99999 | 0 | 7.48 | 0.12502 | 0 | 51.04
0 | 0 | 0 | 0 | 21.12 | 42.24 | 0.99999 | 0 | 7.48 | 0.12502 | 0 | 42.24
0 | 0 | 0 | 0 | 20.64 | 41.28 | 0.2 | 2.1372 | 7.48 | 0.12502 | 0 | 39.1428
0 | 0 | 0 | 0 | 23.04 | 46.08 | 0.2 | 0 | 7.48 | 0.10709 | 0 | 46.08
0 | 0 | 0 | 0 | 25.44 | 50.88 | 0.2 | 0 | 7.48 | 0.10709 | 0 | 50.88
0 | 0 | 0 | 0 | 24.88 | 49.76 | 0.2 | 0 | 7.48 | 0.10709 | 0 | 49.76
0 | 0 | 0 | 0 | 17.32 | 34.64 | 0.2 | 0 | 7.48 | 0.10709 | 0 | 34.64
0 | 0 | 0 | 0 | 13.4 | 26.8 | 0.2 | 0 | 7.48 | 0.10709 | 0 | 26.8
0 | 0 | 0 | 0 | 11.28 | 22.56 | 0.2 | 0 | 7.48 | 0.10709 | 0 | 22.56
0 | 0 | 0 | 0 | 11.8 | 23.6 | 0.2 | 0 | 7.48 | 0.10709 | 0 | 23.6
0 | 0 | 0 | 0 | 13.72 | 27.44 | 0.2 | 0 | 7.48 | 0.10709 | 0 | 27.44
0 | 0 | 0 | 0 | 15.8 | 31.6 | 0.2 | 0 | 7.48 | 0.10709 | 0 | 31.6
0 | 0 | 0 | 0 | 17.68 | 35.36 | 0.2 | 0 | 7.48 | 0.10709 | 0 | 35.36
0.76296 | 0 | 0 | 0.76296 | 25 | 50 | 0.2 | 0 | 7.48 | 0.10709 | 0 | 49.237
5.595 | 0 | 0 | 5.595 | 28.48 | 56.96 | 0.2 | 0 | 7.48 | 0.10709 | 0 | 51.365
19.4163 | 0 | 0 | 19.4163 | 29.32 | 58.64 | 0.2 | 0 | 7.48 | 0.10709 | 0 | 39.2237
40.7302 | 0 | 0 | 40.7302 | 28.24 | 56.48 | 0.2 | 0 | 7.48 | 0.10709 | 0 | 15.7498
60.665 | 2.2546 | 0.33036 | 58.08 | 29.04 | 58.08 | 0.95833 | 0 | 7.48 | 0.12502 | 0 | 0
64.5482 | 0 | 0 | 64.5482 | 32.72 | 65.44 | 0.62454 | 0.89175 | 7.48 | 0.12502 | 0 | 0
62.5137 | 1.1163 | 5.1574 | 56.24 | 28.12 | 56.24 | 0.99999 | 0 | 7.48 | 0.12502 | 0 | 0
56.9284 | 0 | 0 | 56.9284 | 32.92 | 65.84 | 0.99999 | 0 | 12.23 | 0.12502 | 0 | 8.9116
45.4645 | 0 | 0 | 45.4645 | 35.84 | 71.68 | 0.99999 | 0 | 12.23 | 0.12502 | 0 | 26.2155
29.1685 | 0 | 0 | 29.1685 | 41.72 | 83.44 | 0.99999 | 0 | 12.23 | 0.12502 | 0 | 54.2715
10.7792 | 0 | 0 | 10.7792 | 39.92 | 79.84 | 0.99999 | 0 | 12.23 | 0.12502 | 0 | 69.0608
0 | 0 | 0 | 0 | 31.52 | 63.04 | 0.99999 | 0 | 7.48 | 0.12502 | 0 | 63.04
0 | 0 | 0 | 0 | 31.76 | 63.52 | 0.99999 | 0 | 7.48 | 0.12502 | 0 | 63.52
0 | 0 | 0 | 0 | 27.04 | 54.08 | 0.2 | 2.1372 | 7.48 | 0.12502 | 0 | 51.9428
0 | 0 | 0 | 0 | 26.64 | 53.28 | 0.95833 | 0 | 7.48 | 0.10709 | 2.2546 | 53.28
0 | 0 | 0 | 0 | 26.4 | 52.8 | 0.99999 | 0 | 7.48 | 0.10709 | 0.12386 | 52.8
0 | 0 | 0 | 0 | 22.44 | 44.88 | 0.99999 | 0 | 7.48 | 0.10709 | 0 | 44.88
0 | 0 | 0 | 0 | 14.36 | 28.72 | 0.99999 | 0 | 7.48 | 0.10709 | 0 | 28.72
0 | 0 | 0 | 0 | 11.92 | 23.84 | 0.99999 | 0 | 7.48 | 0.10709 | 0 | 23.84
0 | 0 | 0 | 0 | 11.2 | 22.4 | 0.99999 | 0 | 7.48 | 0.10709 | 0 | 22.4
0 | 0 | 0 | 0 | 14.72 | 29.44 | 0.99999 | 0 | 7.48 | 0.10709 | 0 | 29.44
0 | 0 | 0 | 0 | 14.16 | 28.32 | 0.99999 | 0 | 7.48 | 0.10709 | 0 | 28.32
0 | 0 | 0 | 0 | 15.24 | 30.48 | 0.99999 | 0 | 7.48 | 0.10709 | 0 | 30.48
0 | 0 | 0 | 0 | 17.36 | 34.72 | 0.99999 | 0 | 7.48 | 0.10709 | 0 | 34.72
0.92924 | 0 | 0 | 0.92924 | 24.52 | 49.04 | 0.99999 | 0 | 7.48 | 0.10709 | 0 | 48.1108
7.4731 | 0 | 0 | 7.4731 | 26.96 | 53.92 | 0.99999 | 0 | 7.48 | 0.10709 | 0 | 46.4469
15.1907 | 0 | 0 | 15.1907 | 33.28 | 66.56 | 0.99999 | 0 | 7.48 | 0.10709 | 0 | 51.3693
51.8714 | 0 | 0 | 51.8714 | 35.44 | 70.88 | 0.99999 | 0 | 7.48 | 0.10709 | 0 | 19.0086
60.4009 | 0 | 0 | 60.4009 | 34.68 | 69.36 | 0.24899 | 2.0063 | 7.48 | 0.12502 | 0 | 6.9528
64.5091 | 0 | 0 | 64.5091 | 32.32 | 64.64 | 0.2 | 0.13088 | 7.48 | 0.12502 | 0 | 0
63.6679 | 2.2546 | 0.61328 | 60.8 | 30.4 | 60.8 | 0.95833 | 0 | 7.48 | 0.12502 | 0 | 0
57.3295 | 0.12386 | 1.6856 | 55.52 | 27.76 | 55.52 | 0.99999 | 0 | 12.23 | 0.12502 | 0 | 0
45.7873 | 0 | 0 | 45.7873 | 27.4 | 54.8 | 0.99999 | 0 | 12.23 | 0.12502 | 0 | 9.0127
29.413 | 0 | 0 | 29.413 | 26.8 | 53.6 | 0.99999 | 0 | 12.23 | 0.12502 | 0 | 24.187
10.701 | 0 | 0 | 10.701 | 26.28 | 52.56 | 0.99999 | 0 | 12.23 | 0.12502 | 0 | 41.859
0 | 0 | 0 | 0 | 26.12 | 52.24 | 0.99999 | 0 | 7.48 | 0.12502 | 0 | 52.24
0 | 0 | 0 | 0 | 27.44 | 54.88 | 0.99999 | 0 | 7.48 | 0.12502 | 0 | 54.88
0 | 0 | 0 | 0 | 27.28 | 54.56 | 0.2 | 2.1372 | 7.48 | 0.12502 | 0 | 52.4228
0 | 0 | 0 | 0 | 26.96 | 53.92 | 0.95833 | 0 | 7.48 | 0.10709 | 2.2546 | 53.92
0 | 0 | 0 | 0 | 26.56 | 53.12 | 0.99999 | 0 | 7.48 | 0.10709 | 0.12386 | 53.12
0 | 0 | 0 | 0 | 27.28 | 54.56 | 0.99999 | 0 | 7.48 | 0.10709 | 0 | 54.56
0 | 0 | 0 | 0 | 21.56 | 43.12 | 0.99999 | 0 | 7.48 | 0.10709 | 0 | 43.12
0 | 0 | 0 | 0 | 19.24 | 38.48 | 0.99999 | 0 | 7.48 | 0.10709 | 0 | 38.48
0 | 0 | 0 | 0 | 18.48 | 36.96 | 0.99999 | 0 | 7.48 | 0.10709 | 0 | 36.96
0 | 0 | 0 | 0 | 18.8 | 37.6 | 0.99999 | 0 | 7.48 | 0.10709 | 0 | 37.6
0 | 0 | 0 | 0 | 16.96 | 33.92 | 0.99999 | 0 | 7.48 | 0.10709 | 0 | 33.92
0 | 0 | 0 | 0 | 15 | 30 | 0.99999 | 0 | 7.48 | 0.10709 | 0 | 30
0 | 0 | 0 | 0 | 16.12 | 32.24 | 0.99999 | 0 | 7.48 | 0.10709 | 0 | 32.24
0 | 0 | 0 | 0 | 23.68 | 47.36 | 0.99999 | 0 | 7.48 | 0.10709 | 0 | 47.36
1.8683 | 0 | 0 | 1.8683 | 26.36 | 52.72 | 0.99999 | 0 | 7.48 | 0.10709 | 0 | 50.8517
3.6192 | 0 | 0 | 3.6192 | 27.2 | 54.4 | 0.99999 | 0 | 7.48 | 0.10709 | 0 | 50.7808
6.7395 | 0 | 0 | 6.7395 | 28.8 | 57.6 | 0.99999 | 0 | 7.48 | 0.10709 | 0 | 50.8605
11.8063 | 0 | 0 | 11.8063 | 31.48 | 62.96 | 0.99999 | 0 | 7.48 | 0.12502 | 0 | 51.1537
24.4147 | 0 | 0 | 24.4147 | 32.88 | 65.76 | 0.2 | 2.1372 | 7.48 | 0.12502 | 0 | 39.2081
62.9539 | 2.2546 | 1.4192 | 59.28 | 29.64 | 59.28 | 0.95833 | 0 | 7.48 | 0.12502 | 0 | 0
56.7328 | 0.12386 | 0.68895 | 55.92 | 27.96 | 55.92 | 0.99999 | 0 | 12.23 | 0.12502 | 0 | 0
45.1026 | 0 | 0 | 45.1026 | 28.52 | 57.04 | 0.99999 | 0 | 12.23 | 0.12502 | 0 | 11.9374
28.8261 | 0 | 0 | 28.8261 | 25.28 | 50.56 | 0.99999 | 0 | 12.23 | 0.12502 | 0 | 21.7339
10.1728 | 0 | 0 | 10.1728 | 25.28 | 50.56 | 0.99999 | 0 | 12.23 | 0.12502 | 0 | 40.3872
0 | 0 | 0 | 0 | 25.88 | 51.76 | 0.99999 | 0 | 7.48 | 0.12502 | 0 | 51.76
0 | 0 | 0 | 0 | 26.52 | 53.04 | 0.99999 | 0 | 7.48 | 0.12502 | 0 | 53.04
0 | 0 | 0 | 0 | 26.32 | 52.64 | 0.2 | 2.1372 | 7.48 | 0.12502 | 0 | 50.5028
0 | 0 | 0 | 0 | 27.4 | 54.8 | 0.95833 | 0 | 7.48 | 0.10709 | 2.2546 | 54.8
0 | 0 | 0 | 0 | 27.16 | 54.32 | 0.99999 | 0 | 7.48 | 0.10709 | 0.12386 | 54.32
0 | 0 | 0 | 0 | 23.48 | 46.96 | 0.99999 | 0 | 7.48 | 0.10709 | 0 | 46.96
0 | 0 | 0 | 0 | 15.88 | 31.76 | 0.99999 | 0 | 7.48 | 0.10709 | 0 | 31.76
0 | 0 | 0 | 0 | 13.28 | 26.56 | 0.99999 | 0 | 7.48 | 0.10709 | 0 | 26.56
0 | 0 | 0 | 0 | 12.8 | 25.6 | 0.99999 | 0 | 7.48 | 0.10709 | 0 | 25.6
0 | 0 | 0 | 0 | 12.96 | 25.92 | 0.99999 | 0 | 7.48 | 0.10709 | 0 | 25.92
0 | 0 | 0 | 0 | 14.6 | 29.2 | 0.99999 | 0 | 7.48 | 0.10709 | 0 | 29.2
0 | 0 | 0 | 0 | 15.6 | 31.2 | 0.99999 | 0 | 7.48 | 0.10709 | 0 | 31.2
0 | 0 | 0 | 0 | 17.24 | 34.48 | 0.99999 | 0 | 7.48 | 0.10709 | 0 | 34.48
0 | 0 | 0 | 0 | 24.32 | 48.64 | 0.99999 | 0 | 7.48 | 0.10709 | 0 | 48.64
6.3286 | 0 | 0 | 6.3286 | 26.64 | 53.28 | 0.99999 | 0 | 7.48 | 0.10709 | 0 | 46.9514
10.0554 | 0 | 0 | 10.0554 | 30.2 | 60.4 | 0.99999 | 0 | 7.48 | 0.10709 | 0 | 50.3446
9.3609 | 0 | 0 | 9.3609 | 29.56 | 59.12 | 0.99999 | 0 | 7.48 | 0.10709 | 0 | 49.7591
12.892 | 0 | 0 | 12.892 | 29.88 | 59.76 | 0.99999 | 0 | 7.48 | 0.12502 | 0 | 46.868
27.6719 | 0 | 0 | 27.6719 | 31.16 | 62.32 | 0.99999 | 0 | 7.48 | 0.12502 | 0 | 34.6481
22.028 | 0 | 0 | 22.028 | 30.2 | 60.4 | 0.99999 | 0 | 7.48 | 0.12502 | 0 | 38.372
16.4134 | 0 | 0 | 16.4134 | 27.16 | 54.32 | 0.99999 | 0 | 12.23 | 0.12502 | 0 | 37.9066
8.0208 | 0 | 0 | 8.0208 | 26.2 | 52.4 | 0.99999 | 0 | 12.23 | 0.12502 | 0 | 44.3792
4.03 | 0 | 0 | 4.03 | 26.12 | 52.24 | 0.99999 | 0 | 12.23 | 0.12502 | 0 | 48.21
2.103 | 0 | 0 | 2.103 | 25.48 | 50.96 | 0.99999 | 0 | 12.23 | 0.12502 | 0 | 48.857
0 | 0 | 0 | 0 | 25.56 | 51.12 | 0.99999 | 0 | 7.48 | 0.12502 | 0 | 51.12
0 | 0 | 0 | 0 | 27.16 | 54.32 | 0.99999 | 0 | 7.48 | 0.12502 | 0 | 54.32
0 | 0 | 0 | 0 | 28.8 | 57.6 | 0.2 | 2.1372 | 7.48 | 0.12502 | 0 | 55.4628
0 | 0 | 0 | 0 | 27.96 | 55.92 | 0.2 | 0 | 7.48 | 0.10709 | 0 | 55.92
0 | 0 | 0 | 0 | 26.76 | 53.52 | 0.2 | 0 | 7.48 | 0.10709 | 0 | 53.52
0 | 0 | 0 | 0 | 26.48 | 52.96 | 0.2 | 0 | 7.48 | 0.10709 | 0 | 52.96
0 | 0 | 0 | 0 | 19.36 | 38.72 | 0.2 | 0 | 7.48 | 0.10709 | 0 | 38.72
0 | 0 | 0 | 0 | 17.16 | 34.32 | 0.2 | 0 | 7.48 | 0.10709 | 0 | 34.32
0 | 0 | 0 | 0 | 17.4 | 34.8 | 0.2 | 0 | 7.48 | 0.10709 | 0 | 34.8
0 | 0 | 0 | 0 | 18.52 | 37.04 | 0.2 | 0 | 7.48 | 0.10709 | 0 | 37.04
0 | 0 | 0 | 0 | 15.64 | 31.28 | 0.2 | 0 | 7.48 | 0.10709 | 0 | 31.28
0 | 0 | 0 | 0 | 17.2 | 34.4 | 0.2 | 0 | 7.48 | 0.10709 | 0 | 34.4
0 | 0 | 0 | 0 | 18.76 | 37.52 | 0.2 | 0 | 7.48 | 0.10709 | 0 | 37.52
0.66514 | 0 | 0 | 0.66514 | 25.32 | 50.64 | 0.2 | 0 | 7.48 | 0.10709 | 0 | 49.9749
3.5507 | 0 | 0 | 3.5507 | 27.8 | 55.6 | 0.2 | 0 | 7.48 | 0.10709 | 0 | 52.0493
6.8177 | 0 | 0 | 6.8177 | 29.56 | 59.12 | 0.2 | 0 | 7.48 | 0.10709 | 0 | 52.3023
9.5565 | 0 | 0 | 9.5565 | 30 | 60 | 0.2 | 0 | 7.48 | 0.10709 | 0 | 50.4435
11.5128 | 0 | 0 | 11.5128 | 33.48 | 66.96 | 0.2 | 0 | 7.48 | 0.10709 | 0 | 55.4472
12.0117 | 0 | 0 | 12.0117 | 33.72 | 67.44 | 0.2 | 0 | 7.48 | 0.10709 | 0 | 55.4283
8.7545 | 0 | 0 | 8.7545 | 31.2 | 62.4 | 0.2 | 0 | 7.48 | 0.10709 | 0 | 53.6455
13.9974 | 0 | 0 | 13.9974 | 30.36 | 60.72 | 0.2 | 0 | 7.48 | 0.10709 | 0 | 46.7226
6.6514 | 0 | 0 | 6.6514 | 29.56 | 59.12 | 0.2 | 0 | 7.48 | 0.10709 | 0 | 52.4686
3.1692 | 0 | 0 | 3.1692 | 29.6 | 59.2 | 0.2 | 0 | 7.48 | 0.10709 | 0 | 56.0308
0.30323 | 0 | 0 | 0.30323 | 29 | 58 | 0.2 | 0 | 7.48 | 0.10709 | 0 | 57.6968
0 | 0 | 0 | 0 | 28.68 | 57.36 | 0.2 | 0 | 7.48 | 0.10709 | 0 | 57.36
0 | 0 | 0 | 0 | 27.8 | 55.6 | 0.2 | 0 | 7.48 | 0.10709 | 0 | 55.6
0 | 0 | 0 | 0 | 28.84 | 57.68 | 0.2 | 0 | 7.48 | 0.10709 | 0 | 57.68
0 | 0 | 0 | 0 | 29.8 | 59.6 | 0.2 | 0 | 7.48 | 0.10709 | 0 | 59.6
0 | 0 | 0 | 0 | 26.32 | 52.64 | 0.2 | 0 | 7.48 | 0.10709 | 0 | 52.64
0 | 0 | 0 | 0 | 19.56 | 39.12 | 0.2 | 0 | 7.48 | 0.10709 | 0 | 39.12
0 | 0 | 0 | 0 | 13.52 | 27.04 | 0.2 | 0 | 7.48 | 0.10709 | 0 | 27.04
0 | 0 | 0 | 0 | 14.2 | 28.4 | 0.2 | 0 | 7.48 | 0.10709 | 0 | 28.4
0 | 0 | 0 | 0 | 17.28 | 34.56 | 0.2 | 0 | 7.48 | 0.10709 | 0 | 34.56
0 | 0 | 0 | 0 | 19.92 | 39.84 | 0.2 | 0 | 7.48 | 0.10709 | 0 | 39.84
0 | 0 | 0 | 0 | 20.52 | 41.04 | 0.2 | 0 | 7.48 | 0.10709 | 0 | 41.04
0 | 0 | 0 | 0 | 16.8 | 33.6 | 0.2 | 0 | 7.48 | 0.10709 | 0 | 33.6
0 | 0 | 0 | 0 | 18.2 | 36.4 | 0.2 | 0 | 7.48 | 0.10709 | 0 | 36.4
0 | 0 | 0 | 0 | 18.44 | 36.88 | 0.2 | 0 | 7.48 | 0.10709 | 0 | 36.88
4.5288 | 0 | 0 | 4.5288 | 23.68 | 47.36 | 0.2 | 0 | 7.48 | 0.10709 | 0 | 42.8312
5.5755 | 0 | 0 | 5.5755 | 25.4 | 50.8 | 0.2 | 0 | 7.48 | 0.10709 | 0 | 45.2245
8.8621 | 0 | 0 | 8.8621 | 26.84 | 53.68 | 0.2 | 0 | 7.48 | 0.10709 | 0 | 44.8179
22.654 | 0 | 0 | 22.654 | 25.36 | 50.72 | 0.2 | 0 | 7.48 | 0.10709 | 0 | 28.066
62.4843 | 2.2546 | 9.3497 | 50.88 | 25.44 | 50.88 | 0.95833 | 0 | 7.48 | 0.10709 | 0 | 0
28.5523 | 0 | 0 | 28.5523 | 24.04 | 48.08 | 0.95833 | 0 | 7.48 | 0.10709 | 0 | 19.5277
10.2021 | 0 | 0 | 10.2021 | 24.24 | 48.48 | 0.95833 | 0 | 7.48 | 0.10709 | 0 | 38.2779
15.6113 | 0 | 0 | 15.6113 | 24.92 | 49.84 | 0.95833 | 0 | 7.48 | 0.10709 | 0 | 34.2287
5.8396 | 0 | 0 | 5.8396 | 24.4 | 48.8 | 0.95833 | 0 | 7.48 | 0.10709 | 0 | 42.9604
8.7936 | 0 | 0 | 8.7936 | 25.2 | 50.4 | 0.95833 | 0 | 7.48 | 0.10709 | 0 | 41.6064
0 | 0 | 0 | 0 | 25.36 | 50.72 | 0.95833 | 0 | 7.48 | 0.10709 | 0 | 50.72
0 | 0 | 0 | 0 | 22.8 | 45.6 | 0.95833 | 0 | 7.48 | 0.10709 | 0 | 45.6
0 | 0 | 0 | 0 | 22.72 | 45.44 | 0.95833 | 0 | 7.48 | 0.10709 | 0 | 45.44
0 | 0 | 0 | 0 | 23.96 | 47.92 | 0.95833 | 0 | 7.48 | 0.10709 | 0 | 47.92
0 | 0 | 0 | 0 | 24.16 | 48.32 | 0.95833 | 0 | 7.48 | 0.10709 | 0 | 48.32
0 | 0 | 0 | 0 | 19.68 | 39.36 | 0.95833 | 0 | 7.48 | 0.10709 | 0 | 39.36
0 | 0 | 0 | 0 | 12.68 | 25.36 | 0.95833 | 0 | 7.48 | 0.10709 | 0 | 25.36
0 | 0 | 0 | 0 | 10.56 | 21.12 | 0.95833 | 0 | 7.48 | 0.10709 | 0 | 21.12
0 | 0 | 0 | 0 | 11.28 | 22.56 | 0.95833 | 0 | 7.48 | 0.10709 | 0 | 22.56
0 | 0 | 0 | 0 | 13.8 | 27.6 | 0.95833 | 0 | 7.48 | 0.10709 | 0 | 27.6
0 | 0 | 0 | 0 | 15.92 | 31.84 | 0.95833 | 0 | 7.48 | 0.10709 | 0 | 31.84
0 | 0 | 0 | 0 | 16.2 | 32.4 | 0.95833 | 0 | 7.48 | 0.10709 | 0 | 32.4
0 | 0 | 0 | 0 | 17.28 | 34.56 | 0.95833 | 0 | 7.48 | 0.10709 | 0 | 34.56
4.8321 | 0 | 0 | 4.8321 | 17.44 | 34.88 | 0.95833 | 0 | 7.48 | 0.10709 | 0 | 30.0479
22.429 | 0 | 0 | 22.429 | 17.84 | 35.68 | 0.95833 | 0 | 7.48 | 0.10709 | 0 | 13.251
39.6836 | 0 | 0 | 39.6836 | 24.8 | 49.6 | 0.2 | 2.0259 | 7.48 | 0.10709 | 0 | 7.8905
51.4508 | 1.2908 | 0 | 50.16 | 25.08 | 50.16 | 0.63415 | 0 | 7.48 | 0.10709 | 0 | 0
57.2023 | 1.0877 | 6.1146 | 50 | 25 | 50 | 0.99999 | 0 | 7.48 | 0.12502 | 0 | 0
57.2512 | 2.2546 | 0 | 54.9966 | 24.72 | 49.44 | 0.99999 | 2.0259 | 7.48 | 0.12502 | 0 | 0
55.3634 | 0 | 7.0434 | 48.32 | 24.16 | 48.32 | 0.99999 | 0 | 7.48 | 0.12502 | 0 | 0
49.4945 | 0 | 0 | 49.4945 | 27.24 | 54.48 | 0.99999 | 0 | 12.23 | 0.12502 | 0 | 4.9855
39.7521 | 0 | 0 | 39.7521 | 30.48 | 60.96 | 0.99999 | 0 | 12.23 | 0.12502 | 0 | 21.2079
25.9699 | 0 | 0 | 25.9699 | 31.76 | 63.52 | 0.99999 | 0 | 12.23 | 0.12502 | 0 | 37.5501
8.7153 | 0 | 0 | 8.7153 | 31.4 | 62.8 | 0.99999 | 0 | 12.23 | 0.12502 | 0 | 54.0847
0 | 0 | 0 | 0 | 26.48 | 52.96 | 0.99999 | 0 | 7.48 | 0.12502 | 0 | 52.96
0 | 0 | 0 | 0 | 22.16 | 44.32 | 0.99999 | 0 | 7.48 | 0.12502 | 0 | 44.32
0 | 0 | 0 | 0 | 16.84 | 33.68 | 0.2 | 2.1372 | 7.48 | 0.12502 | 0 | 31.5428
0 | 0 | 0 | 0 | 17.24 | 34.48 | 0.95833 | 0 | 7.48 | 0.10709 | 2.2546 | 34.48
0 | 0 | 0 | 0 | 20.4 | 40.8 | 0.99999 | 0 | 7.48 | 0.10709 | 0.12386 | 40.8
0 | 0 | 0 | 0 | 22.4 | 44.8 | 0.99999 | 0 | 7.48 | 0.10709 | 0 | 44.8
0 | 0 | 0 | 0 | 16 | 32 | 0.99999 | 0 | 7.48 | 0.10709 | 0 | 32
0 | 0 | 0 | 0 | 13.12 | 26.24 | 0.99999 | 0 | 7.48 | 0.10709 | 0 | 26.24
0 | 0 | 0 | 0 | 13.04 | 26.08 | 0.99999 | 0 | 7.48 | 0.10709 | 0 | 26.08
0 | 0 | 0 | 0 | 15.68 | 31.36 | 0.99999 | 0 | 7.48 | 0.10709 | 0 | 31.36
0 | 0 | 0 | 0 | 17.8 | 35.6 | 0.99999 | 0 | 7.48 | 0.10709 | 0 | 35.6
0 | 0 | 0 | 0 | 17.96 | 35.92 | 0.99999 | 0 | 7.48 | 0.10709 | 0 | 35.92
0 | 0 | 0 | 0 | 17.68 | 35.36 | 0.99999 | 0 | 7.48 | 0.10709 | 0 | 35.36
4.8027 | 0 | 0 | 4.8027 | 24.88 | 49.76 | 0.99999 | 0 | 7.48 | 0.10709 | 0 | 44.9573
22.3997 | 0 | 0 | 22.3997 | 24.52 | 49.04 | 0.99999 | 0 | 7.48 | 0.10709 | 0 | 26.6403
39.4978 | 0 | 0 | 39.4978 | 29.08 | 58.16 | 0.99999 | 0 | 7.48 | 0.10709 | 0 | 18.6622
51.3921 | 0 | 0 | 51.3921 | 30.64 | 61.28 | 0.99999 | 0 | 7.48 | 0.10709 | 0 | 9.8879
57.6914 | 0 | 0 | 57.6914 | 31.36 | 62.72 | 0.99999 | 0 | 7.48 | 0.12502 | 0 | 5.0286
58.65 | 0 | 0 | 58.65 | 33.36 | 66.72 | 0.99999 | 0 | 7.48 | 0.12502 | 0 | 8.07
54.6396 | 0 | 0 | 54.6396 | 30 | 60 | 0.99999 | 0 | 7.48 | 0.12502 | 0 | 5.3604
49.2695 | 0 | 0 | 49.2695 | 33.4 | 66.8 | 0.99999 | 0 | 12.23 | 0.12502 | 0 | 17.5305
39.4097 | 0 | 0 | 39.4097 | 36.24 | 72.48 | 0.99999 | 0 | 12.23 | 0.12502 | 0 | 33.0703
25.2168 | 0 | 0 | 25.2168 | 36.84 | 73.68 | 0.99999 | 0 | 12.23 | 0.12502 | 0 | 48.4632
8.5686 | 0 | 0 | 8.5686 | 37.08 | 74.16 | 0.99999 | 0 | 12.23 | 0.12502 | 0 | 65.5914
0 | 0 | 0 | 0 | 33.48 | 66.96 | 0.99999 | 0 | 7.48 | 0.12502 | 0 | 66.96
0 | 0 | 0 | 0 | 28.88 | 57.76 | 0.99999 | 0 | 7.48 | 0.12502 | 0 | 57.76
0 | 0 | 0 | 0 | 29.2 | 58.4 | 0.2 | 2.1372 | 7.48 | 0.12502 | 0 | 56.2628
0 | 0 | 0 | 0 | 28.16 | 56.32 | 0.95833 | 0 | 7.48 | 0.10709 | 2.2546 | 56.32
0 | 0 | 0 | 0 | 26 | 52 | 0.99999 | 0 | 7.48 | 0.10709 | 0.12386 | 52
0 | 0 | 0 | 0 | 18.92 | 37.84 | 0.99999 | 0 | 7.48 | 0.10709 | 0 | 37.84
0 | 0 | 0 | 0 | 12.56 | 25.12 | 0.99999 | 0 | 7.48 | 0.10709 | 0 | 25.12
0 | 0 | 0 | 0 | 10.48 | 20.96 | 0.99999 | 0 | 7.48 | 0.10709 | 0 | 20.96
0 | 0 | 0 | 0 | 10.44 | 20.88 | 0.99999 | 0 | 7.48 | 0.10709 | 0 | 20.88
0 | 0 | 0 | 0 | 12.72 | 25.44 | 0.99999 | 0 | 7.48 | 0.10709 | 0 | 25.44
0 | 0 | 0 | 0 | 15.36 | 30.72 | 0.99999 | 0 | 7.48 | 0.10709 | 0 | 30.72
0 | 0 | 0 | 0 | 15.76 | 31.52 | 0.99999 | 0 | 7.48 | 0.10709 | 0 | 31.52
0 | 0 | 0 | 0 | 18.08 | 36.16 | 0.99999 | 0 | 7.48 | 0.10709 | 0 | 36.16
4.7147 | 0 | 0 | 4.7147 | 25.52 | 51.04 | 0.99999 | 0 | 7.48 | 0.10709 | 0 | 46.3253
22.0769 | 0 | 0 | 22.0769 | 24.76 | 49.52 | 0.99999 | 0 | 7.48 | 0.10709 | 0 | 27.4431
38.7837 | 0 | 0 | 38.7837 | 29.24 | 58.48 | 0.99999 | 0 | 7.48 | 0.10709 | 0 | 19.6963
49.5141 | 0 | 0 | 49.5141 | 33.84 | 67.68 | 0.99999 | 0 | 7.48 | 0.10709 | 0 | 18.1659
54.2777 | 0 | 0 | 54.2777 | 34.64 | 69.28 | 0.99999 | 0 | 7.48 | 0.12502 | 0 | 15.0023
56.3513 | 0 | 0 | 56.3513 | 31.84 | 63.68 | 0.99999 | 0 | 7.48 | 0.12502 | 0 | 7.3287
54.6787 | 0 | 0 | 54.6787 | 29.88 | 59.76 | 0.99999 | 0 | 7.48 | 0.12502 | 0 | 5.0813
50.8052 | 0 | 0 | 50.8052 | 28.36 | 56.72 | 0.99999 | 0 | 12.23 | 0.12502 | 0 | 5.9148
41.2389 | 0 | 0 | 41.2389 | 27.8 | 55.6 | 0.99999 | 0 | 12.23 | 0.12502 | 0 | 14.3611
25.8134 | 0 | 0 | 25.8134 | 27.6 | 55.2 | 0.99999 | 0 | 12.23 | 0.12502 | 0 | 29.3866
8.1382 | 0 | 0 | 8.1382 | 27.32 | 54.64 | 0.99999 | 0 | 12.23 | 0.12502 | 0 | 46.5018
0 | 0 | 0 | 0 | 27.04 | 54.08 | 0.99999 | 0 | 7.48 | 0.12502 | 0 | 54.08
0 | 0 | 0 | 0 | 28.12 | 56.24 | 0.99999 | 0 | 7.48 | 0.12502 | 0 | 56.24
0 | 0 | 0 | 0 | 27.48 | 54.96 | 0.2 | 2.1372 | 7.48 | 0.12502 | 0 | 52.8228
0 | 0 | 0 | 0 | 25.52 | 51.04 | 0.95833 | 0 | 7.48 | 0.10709 | 2.2546 | 51.04
0 | 0 | 0 | 0 | 24.96 | 49.92 | 0.99999 | 0 | 7.48 | 0.10709 | 0.12386 | 49.92
0 | 0 | 0 | 0 | 17.44 | 34.88 | 0.99999 | 0 | 7.48 | 0.10709 | 0 | 34.88
0 | 0 | 0 | 0 | 12.24 | 24.48 | 0.99999 | 0 | 7.48 | 0.10709 | 0 | 24.48
0 | 0 | 0 | 0 | 10.6 | 21.2 | 0.99999 | 0 | 7.48 | 0.10709 | 0 | 21.2
0 | 0 | 0 | 0 | 9.84 | 19.68 | 0.99999 | 0 | 7.48 | 0.10709 | 0 | 19.68
0 | 0 | 0 | 0 | 11.48 | 22.96 | 0.99999 | 0 | 7.48 | 0.10709 | 0 | 22.96
0 | 0 | 0 | 0 | 14.4 | 28.8 | 0.99999 | 0 | 7.48 | 0.10709 | 0 | 28.8
0 | 0 | 0 | 0 | 15.76 | 31.52 | 0.99999 | 0 | 7.48 | 0.10709 | 0 | 31.52
0 | 0 | 0 | 0 | 16.52 | 33.04 | 0.99999 | 0 | 7.48 | 0.10709 | 0 | 33.04
3.0127 | 0 | 0 | 3.0127 | 22.6 | 45.2 | 0.99999 | 0 | 7.48 | 0.10709 | 0 | 42.1873
15.3374 | 0 | 0 | 15.3374 | 25.6 | 51.2 | 0.99999 | 0 | 7.48 | 0.10709 | 0 | 35.8626
38.0012 | 0 | 0 | 38.0012 | 26.2 | 52.4 | 0.99999 | 0 | 7.48 | 0.10709 | 0 | 14.3988
39.2239 | 0 | 0 | 39.2239 | 28.52 | 57.04 | 0.99999 | 0 | 7.48 | 0.10709 | 0 | 17.8161
51.3139 | 0 | 0 | 51.3139 | 33.28 | 66.56 | 0.99999 | 0 | 7.48 | 0.12502 | 0 | 15.2461
45.8558 | 0 | 0 | 45.8558 | 32.4 | 64.8 | 0.99999 | 0 | 7.48 | 0.12502 | 0 | 18.9442
50.2672 | 0 | 0 | 50.2672 | 30.16 | 60.32 | 0.99999 | 0 | 7.48 | 0.12502 | 0 | 10.0528
52.0572 | 0 | 0 | 52.0572 | 28.88 | 57.76 | 0.99999 | 0 | 12.23 | 0.12502 | 0 | 5.7027
40.6324 | 0 | 0 | 40.6324 | 30.16 | 60.32 | 0.99999 | 0 | 12.23 | 0.12502 | 0 | 19.6876
24.5907 | 0 | 0 | 24.5907 | 27.24 | 54.48 | 0.99999 | 0 | 12.23 | 0.12502 | 0 | 29.8893
7.4437 | 0 | 0 | 7.4437 | 29.08 | 58.16 | 0.99999 | 0 | 12.23 | 0.12502 | 0 | 50.7163
0 | 0 | 0 | 0 | 31 | 62 | 0.99999 | 0 | 7.48 | 0.12502 | 0 | 62
0 | 0 | 0 | 0 | 30.44 | 60.88 | 0.99999 | 0 | 7.48 | 0.12502 | 0 | 60.88
0 | 0 | 0 | 0 | 27.44 | 54.88 | 0.2 | 2.1372 | 7.48 | 0.12502 | 0 | 52.7428
0 | 0 | 0 | 0 | 26.32 | 52.64 | 0.95833 | 0 | 7.48 | 0.10709 | 2.2546 | 52.64
0 | 0 | 0 | 0 | 25.96 | 51.92 | 0.99999 | 0 | 7.48 | 0.10709 | 0.12386 | 51.92
0 | 0 | 0 | 0 | 22.76 | 45.52 | 0.99999 | 0 | 7.48 | 0.10709 | 0 | 45.52
0 | 0 | 0 | 0 | 16.88 | 33.76 | 0.99999 | 0 | 7.48 | 0.10709 | 0 | 33.76
0 | 0 | 0 | 0 | 15.32 | 30.64 | 0.99999 | 0 | 7.48 | 0.10709 | 0 | 30.64
0 | 0 | 0 | 0 | 14.28 | 28.56 | 0.99999 | 0 | 7.48 | 0.10709 | 0 | 28.56
0 | 0 | 0 | 0 | 14 | 28 | 0.99999 | 0 | 7.48 | 0.10709 | 0 | 28
0 | 0 | 0 | 0 | 18.28 | 36.56 | 0.99999 | 0 | 7.48 | 0.10709 | 0 | 36.56
0 | 0 | 0 | 0 | 18.32 | 36.64 | 0.99999 | 0 | 7.48 | 0.10709 | 0 | 36.64
0 | 0 | 0 | 0 | 15.88 | 31.76 | 0.99999 | 0 | 7.48 | 0.10709 | 0 | 31.76
0 | 0 | 0 | 0 | 23.16 | 46.32 | 0.99999 | 0 | 7.48 | 0.10709 | 0 | 46.32
6.7101 | 0 | 0 | 6.7101 | 25.68 | 51.36 | 0.99999 | 0 | 7.48 | 0.10709 | 0 | 44.6499
9.2827 | 0 | 0 | 9.2827 | 29.28 | 58.56 | 0.99999 | 0 | 7.48 | 0.10709 | 0 | 49.2773
23.8082 | 0 | 0 | 23.8082 | 27.84 | 55.68 | 0.99999 | 0 | 7.48 | 0.10709 | 0 | 31.8718
23.6419 | 0 | 0 | 23.6419 | 30.72 | 61.44 | 0.99999 | 0 | 7.48 | 0.12502 | 0 | 37.7981
46.4916 | 0 | 0 | 46.4916 | 31.44 | 62.88 | 0.2 | 2.1372 | 7.48 | 0.12502 | 0 | 14.2512
60.1368 | 2.2546 | 1.1622 | 56.72 | 28.36 | 56.72 | 0.95833 | 0 | 7.48 | 0.12502 | 0 | 0
54.4342 | 0.12386 | 1.5103 | 52.8 | 26.4 | 52.8 | 0.99999 | 0 | 12.23 | 0.12502 | 0 | 0
42.7159 | 0 | 0 | 42.7159 | 25.72 | 51.44 | 0.99999 | 0 | 12.23 | 0.12502 | 0 | 8.7241
26.0286 | 0 | 0 | 26.0286 | 26.56 | 53.12 | 0.99999 | 0 | 12.23 | 0.12502 | 0 | 27.0914
7.835 | 0 | 0 | 7.835 | 26.4 | 52.8 | 0.99999 | 0 | 12.23 | 0.12502 | 0 | 44.965
0 | 0 | 0 | 0 | 26.96 | 53.92 | 0.99999 | 0 | 7.48 | 0.12502 | 0 | 53.92
0 | 0 | 0 | 0 | 27.96 | 55.92 | 0.99999 | 0 | 7.48 | 0.12502 | 0 | 55.92
0 | 0 | 0 | 0 | 28.2 | 56.4 | 0.2 | 2.1372 | 7.48 | 0.12502 | 0 | 54.2628
0 | 0 | 0 | 0 | 27.36 | 54.72 | 0.2 | 0 | 7.48 | 0.10709 | 0 | 54.72
0 | 0 | 0 | 0 | 27.4 | 54.8 | 0.2 | 0 | 7.48 | 0.10709 | 0 | 54.8
0 | 0 | 0 | 0 | 24.92 | 49.84 | 0.2 | 0 | 7.48 | 0.10709 | 0 | 49.84
0 | 0 | 0 | 0 | 17.4 | 34.8 | 0.2 | 0 | 7.48 | 0.10709 | 0 | 34.8
0 | 0 | 0 | 0 | 15.52 | 31.04 | 0.2 | 0 | 7.48 | 0.10709 | 0 | 31.04
0 | 0 | 0 | 0 | 15 | 30 | 0.2 | 0 | 7.48 | 0.10709 | 0 | 30
0 | 0 | 0 | 0 | 15.36 | 30.72 | 0.2 | 0 | 7.48 | 0.10709 | 0 | 30.72
0 | 0 | 0 | 0 | 18.48 | 36.96 | 0.2 | 0 | 7.48 | 0.10709 | 0 | 36.96
0 | 0 | 0 | 0 | 16.28 | 32.56 | 0.2 | 0 | 7.48 | 0.10709 | 0 | 32.56
0 | 0 | 0 | 0 | 16.36 | 32.72 | 0.2 | 0 | 7.48 | 0.10709 | 0 | 32.72
4.4897 | 0 | 0 | 4.4897 | 24.2 | 48.4 | 0.2 | 0 | 7.48 | 0.10709 | 0 | 43.9103
22.1258 | 0 | 0 | 22.1258 | 27.8 | 55.6 | 0.2 | 0 | 7.48 | 0.10709 | 0 | 33.4742
40.1727 | 0 | 0 | 40.1727 | 30.36 | 60.72 | 0.2 | 0 | 7.48 | 0.10709 | 0 | 20.5473
52.5561 | 0 | 0 | 52.5561 | 33.72 | 67.44 | 0.2 | 0 | 7.48 | 0.10709 | 0 | 14.8839
60.2835 | 0 | 0 | 60.2835 | 31.72 | 63.44 | 0.2 | 0 | 7.48 | 0.10709 | 0 | 3.1565
62.7485 | 1.1484 | 0 | 61.6 | 30.8 | 61.6 | 0.58628 | 0 | 7.48 | 0.10709 | 0 | 0
60.44 | 0 | 0 | 60.44 | 30.24 | 60.48 | 0.58628 | 0 | 7.48 | 0.10709 | 0 | 0.039992
53.769 | 0 | 0 | 53.769 | 27.28 | 54.56 | 0.58628 | 0 | 7.48 | 0.10709 | 0 | 0.79099
42.1975 | 0 | 0 | 42.1975 | 26.84 | 53.68 | 0.58628 | 0 | 7.48 | 0.10709 | 0 | 11.4825
26.0384 | 0 | 0 | 26.0384 | 26.84 | 53.68 | 0.58628 | 0 | 7.48 | 0.10709 | 0 | 27.6416
7.7763 | 0 | 0 | 7.7763 | 25.68 | 51.36 | 0.58628 | 0 | 7.48 | 0.10709 | 0 | 43.5837
0 | 0 | 0 | 0 | 25.72 | 51.44 | 0.58628 | 0 | 7.48 | 0.10709 | 0 | 51.44
0 | 0 | 0 | 0 | 28.68 | 57.36 | 0.58628 | 0 | 7.48 | 0.10709 | 0 | 57.36
0 | 0 | 0 | 0 | 24.96 | 49.92 | 0.58628 | 0 | 7.48 | 0.10709 | 0 | 49.92
0 | 0 | 0 | 0 | 22.16 | 44.32 | 0.58628 | 0 | 7.48 | 0.10709 | 0 | 44.32
0 | 0 | 0 | 0 | 20.92 | 41.84 | 0.58628 | 0 | 7.48 | 0.10709 | 0 | 41.84
0 | 0 | 0 | 0 | 19.16 | 38.32 | 0.58628 | 0 | 7.48 | 0.10709 | 0 | 38.32
0 | 0 | 0 | 0 | 13.04 | 26.08 | 0.58628 | 0 | 7.48 | 0.10709 | 0 | 26.08
0 | 0 | 0 | 0 | 12.84 | 25.68 | 0.58628 | 0 | 7.48 | 0.10709 | 0 | 25.68
0 | 0 | 0 | 0 | 15.24 | 30.48 | 0.58628 | 0 | 7.48 | 0.10709 | 0 | 30.48
0 | 0 | 0 | 0 | 13.6 | 27.2 | 0.58628 | 0 | 7.48 | 0.10709 | 0 | 27.2
0 | 0 | 0 | 0 | 13.84 | 27.68 | 0.58628 | 0 | 7.48 | 0.10709 | 0 | 27.68
0 | 0 | 0 | 0 | 15.04 | 30.08 | 0.58628 | 0 | 7.48 | 0.10709 | 0 | 30.08
0 | 0 | 0 | 0 | 16.08 | 32.16 | 0.58628 | 0 | 7.48 | 0.10709 | 0 | 32.16
4.3136 | 0 | 0 | 4.3136 | 17.52 | 35.04 | 0.58628 | 0 | 7.48 | 0.10709 | 0 | 30.7263
21.7052 | 0 | 0 | 21.7052 | 18.44 | 36.88 | 0.57904 | 0.019336 | 7.48 | 0.10709 | 0 | 15.1555
39.0674 | 0 | 0 | 39.0674 | 20.04 | 40.08 | 0.2 | 1.0126 | 7.48 | 0.10709 | 0 | 0
50.1303 | 2.2546 | 5.2357 | 42.64 | 21.32 | 42.64 | 0.95833 | 0 | 7.48 | 0.10709 | 0 | 0
57.3784 | 0.12386 | 14.7745 | 42.48 | 21.24 | 42.48 | 0.99999 | 0 | 7.48 | 0.10709 | 0 | 0
52.1257 | 0 | 8.7657 | 43.36 | 21.68 | 43.36 | 0.99999 | 0 | 7.48 | 0.10709 | 0 | 0
46.9904 | 0 | 2.8304 | 44.16 | 22.08 | 44.16 | 0.99999 | 0 | 7.48 | 0.10709 | 0 | 0
45.4058 | 0 | 0 | 45.4058 | 27 | 54 | 0.99999 | 0 | 7.48 | 0.10709 | 0 | 8.5942
41.3074 | 0 | 0 | 41.3074 | 27.44 | 54.88 | 0.99999 | 0 | 7.48 | 0.10709 | 0 | 13.5726
25.1385 | 0 | 0 | 25.1385 | 28.32 | 56.64 | 0.99999 | 0 | 7.48 | 0.10709 | 0 | 31.5015
7.3753 | 0 | 0 | 7.3753 | 28.24 | 56.48 | 0.99999 | 0 | 7.48 | 0.10709 | 0 | 49.1047
0 | 0 | 0 | 0 | 27.96 | 55.92 | 0.99999 | 0 | 7.48 | 0.10709 | 0 | 55.92
0 | 0 | 0 | 0 | 28.72 | 57.44 | 0.99999 | 0 | 7.48 | 0.10709 | 0 | 57.44
0 | 0 | 0 | 0 | 29.2 | 58.4 | 0.99999 | 0 | 7.48 | 0.10709 | 0 | 58.4
0 | 0 | 0 | 0 | 24.48 | 48.96 | 0.99999 | 0 | 7.48 | 0.10709 | 0 | 48.96
0 | 0 | 0 | 0 | 18.84 | 37.68 | 0.99999 | 0 | 7.48 | 0.10709 | 0 | 37.68
0 | 0 | 0 | 0 | 17.64 | 35.28 | 0.99999 | 0 | 7.48 | 0.10709 | 0 | 35.28
0 | 0 | 0 | 0 | 12.28 | 24.56 | 0.99999 | 0 | 7.48 | 0.10709 | 0 | 24.56
0 | 0 | 0 | 0 | 12.92 | 25.84 | 0.99999 | 0 | 7.48 | 0.10709 | 0 | 25.84
0 | 0 | 0 | 0 | 15.2 | 30.4 | 0.99999 | 0 | 7.48 | 0.10709 | 0 | 30.4
0 | 0 | 0 | 0 | 14 | 28 | 0.99999 | 0 | 7.48 | 0.10709 | 0 | 28
0 | 0 | 0 | 0 | 15.84 | 31.68 | 0.99999 | 0 | 7.48 | 0.10709 | 0 | 31.68
0 | 0 | 0 | 0 | 15.84 | 31.68 | 0.99999 | 0 | 7.48 | 0.10709 | 0 | 31.68
0 | 0 | 0 | 0 | 16.32 | 32.64 | 0.99999 | 0 | 7.48 | 0.10709 | 0 | 32.64
4.2745 | 0 | 0 | 4.2745 | 16.52 | 33.04 | 0.99999 | 0 | 7.48 | 0.10709 | 0 | 28.7655
21.3139 | 0 | 0 | 21.3139 | 18.2 | 36.4 | 0.99999 | 0 | 7.48 | 0.10709 | 0 | 15.0861
37.9914 | 0 | 0 | 37.9914 | 23.92 | 47.84 | 0.2 | 2.1372 | 7.48 | 0.10709 | 0 | 7.7114
49.5336 | 0.65361 | 0 | 48.88 | 24.44 | 48.88 | 0.41984 | 0 | 7.48 | 0.10709 | 0 | 0
56.3122 | 1.7249 | 4.9073 | 49.68 | 24.84 | 49.68 | 0.99999 | 0 | 7.48 | 0.12502 | 0 | 0
58.6793 | 0 | 8.9993 | 49.68 | 24.84 | 49.68 | 0.99999 | 0 | 7.48 | 0.12502 | 0 | 0
56.7719 | 0 | 8.0519 | 48.72 | 24.36 | 48.72 | 0.99999 | 0 | 7.48 | 0.12502 | 0 | 0
50.3259 | 0 | 0 | 50.3259 | 25.2 | 50.4 | 0.99999 | 0 | 12.23 | 0.12502 | 0 | 0.074083
39.5565 | 0 | 0 | 39.5565 | 26.36 | 52.72 | 0.99999 | 0 | 12.23 | 0.12502 | 0 | 13.1635
24.1114 | 0 | 0 | 24.1114 | 26.76 | 53.52 | 0.99999 | 0 | 12.23 | 0.12502 | 0 | 29.4086
6.9155 | 0 | 0 | 6.9155 | 25.08 | 50.16 | 0.99999 | 0 | 12.23 | 0.12502 | 0 | 43.2445
0 | 0 | 0 | 0 | 24.28 | 48.56 | 0.99999 | 0 | 7.48 | 0.12502 | 0 | 48.56
0 | 0 | 0 | 0 | 23.04 | 46.08 | 0.99999 | 0 | 7.48 | 0.12502 | 0 | 46.08
0 | 0 | 0 | 0 | 19.6 | 39.2 | 0.2 | 2.1372 | 7.48 | 0.12502 | 0 | 37.0628
0 | 0 | 0 | 0 | 17.08 | 34.16 | 0.95833 | 0 | 7.48 | 0.10709 | 2.2546 | 34.16
0 | 0 | 0 | 0 | 20.32 | 40.64 | 0.99999 | 0 | 7.48 | 0.10709 | 0.12386 | 40.64
0 | 0 | 0 | 0 | 19.72 | 39.44 | 0.99999 | 0 | 7.48 | 0.10709 | 0 | 39.44
0 | 0 | 0 | 0 | 12.96 | 25.92 | 0.99999 | 0 | 7.48 | 0.10709 | 0 | 25.92
0 | 0 | 0 | 0 | 10.84 | 21.68 | 0.99999 | 0 | 7.48 | 0.10709 | 0 | 21.68
0 | 0 | 0 | 0 | 11.32 | 22.64 | 0.99999 | 0 | 7.48 | 0.10709 | 0 | 22.64
0 | 0 | 0 | 0 | 13.2 | 26.4 | 0.99999 | 0 | 7.48 | 0.10709 | 0 | 26.4
0 | 0 | 0 | 0 | 16.08 | 32.16 | 0.99999 | 0 | 7.48 | 0.10709 | 0 | 32.16
0 | 0 | 0 | 0 | 16.04 | 32.08 | 0.99999 | 0 | 7.48 | 0.10709 | 0 | 32.08
0 | 0 | 0 | 0 | 18.52 | 37.04 | 0.99999 | 0 | 7.48 | 0.10709 | 0 | 37.04
3.9322 | 0 | 0 | 3.9322 | 23.76 | 47.52 | 0.99999 | 0 | 7.48 | 0.10709 | 0 | 43.5878
20.6194 | 0 | 0 | 20.6194 | 24.24 | 48.48 | 0.99999 | 0 | 7.48 | 0.10709 | 0 | 27.8606
37.5806 | 0 | 0 | 37.5806 | 28 | 56 | 0.99999 | 0 | 7.48 | 0.10709 | 0 | 18.4194
48.7022 | 0 | 0 | 48.7022 | 28.4 | 56.8 | 0.99999 | 0 | 7.48 | 0.10709 | 0 | 8.0978
53.5049 | 0 | 0 | 53.5049 | 32.4 | 64.8 | 0.99999 | 0 | 7.48 | 0.12502 | 0 | 11.2951
55.5688 | 0 | 0 | 55.5688 | 33.92 | 67.84 | 0.99999 | 0 | 7.48 | 0.12502 | 0 | 12.2712
53.7788 | 0 | 0 | 53.7788 | 30.44 | 60.88 | 0.99999 | 0 | 7.48 | 0.12502 | 0 | 7.1012
49.3282 | 0 | 0 | 49.3282 | 31.32 | 62.64 | 0.99999 | 0 | 12.23 | 0.12502 | 0 | 13.3118
39.3413 | 0 | 0 | 39.3413 | 35.92 | 71.84 | 0.99999 | 0 | 12.23 | 0.12502 | 0 | 32.4987
23.7397 | 0 | 0 | 23.7397 | 37.6 | 75.2 | 0.99999 | 0 | 12.23 | 0.12502 | 0 | 51.4603
6.5438 | 0 | 0 | 6.5438 | 36 | 72 | 0.99999 | 0 | 12.23 | 0.12502 | 0 | 65.4562
0 | 0 | 0 | 0 | 37.52 | 75.04 | 0.99999 | 0 | 7.48 | 0.12502 | 0 | 75.04
0 | 0 | 0 | 0 | 31.68 | 63.36 | 0.99999 | 0 | 7.48 | 0.12502 | 0 | 63.36
0 | 0 | 0 | 0 | 29.24 | 58.48 | 0.2 | 2.1372 | 7.48 | 0.12502 | 0 | 56.3428
0 | 0 | 0 | 0 | 28.28 | 56.56 | 0.95833 | 0 | 7.48 | 0.10709 | 2.2546 | 56.56
0 | 0 | 0 | 0 | 26.84 | 53.68 | 0.99999 | 0 | 7.48 | 0.10709 | 0.12386 | 53.68
0 | 0 | 0 | 0 | 19.2 | 38.4 | 0.99999 | 0 | 7.48 | 0.10709 | 0 | 38.4
0 | 0 | 0 | 0 | 12.88 | 25.76 | 0.99999 | 0 | 7.48 | 0.10709 | 0 | 25.76
0 | 0 | 0 | 0 | 10.6 | 21.2 | 0.99999 | 0 | 7.48 | 0.10709 | 0 | 21.2
0 | 0 | 0 | 0 | 10.64 | 21.28 | 0.99999 | 0 | 7.48 | 0.10709 | 0 | 21.28
0 | 0 | 0 | 0 | 12.16 | 24.32 | 0.99999 | 0 | 7.48 | 0.10709 | 0 | 24.32
0 | 0 | 0 | 0 | 15.48 | 30.96 | 0.99999 | 0 | 7.48 | 0.10709 | 0 | 30.96
0 | 0 | 0 | 0 | 17.08 | 34.16 | 0.99999 | 0 | 7.48 | 0.10709 | 0 | 34.16
0 | 0 | 0 | 0 | 19.84 | 39.68 | 0.99999 | 0 | 7.48 | 0.10709 | 0 | 39.68
3.7365 | 0 | 0 | 3.7365 | 26.72 | 53.44 | 0.99999 | 0 | 7.48 | 0.10709 | 0 | 49.7035
20.2086 | 0 | 0 | 20.2086 | 27.12 | 54.24 | 0.99999 | 0 | 7.48 | 0.10709 | 0 | 34.0314
35.9764 | 0 | 0 | 35.9764 | 29.68 | 59.36 | 0.99999 | 0 | 7.48 | 0.10709 | 0 | 23.3836
46.9709 | 0 | 0 | 46.9709 | 30.24 | 60.48 | 0.99999 | 0 | 7.48 | 0.10709 | 0 | 13.5091
53.4169 | 0 | 0 | 53.4169 | 31.12 | 62.24 | 0.99999 | 0 | 7.48 | 0.12502 | 0 | 8.8231
57.574 | 0 | 0 | 57.574 | 31.68 | 63.36 | 0.99999 | 0 | 7.48 | 0.12502 | 0 | 5.786
55.6275 | 0 | 0 | 55.6275 | 34.44 | 68.88 | 0.99999 | 0 | 7.48 | 0.12502 | 0 | 13.2525
50.3846 | 0 | 0 | 50.3846 | 35.32 | 70.64 | 0.99999 | 0 | 12.23 | 0.12502 | 0 | 20.2554
39.1945 | 0 | 0 | 39.1945 | 36.88 | 73.76 | 0.99999 | 0 | 12.23 | 0.12502 | 0 | 34.5655
23.6126 | 0 | 0 | 23.6126 | 34.92 | 69.84 | 0.99999 | 0 | 12.23 | 0.12502 | 0 | 46.2274
6.534 | 0 | 0 | 6.534 | 33.96 | 67.92 | 0.99999 | 0 | 12.23 | 0.12502 | 0 | 61.3859
0 | 0 | 0 | 0 | 35.32 | 70.64 | 0.99999 | 0 | 7.48 | 0.12502 | 0 | 70.64
0 | 0 | 0 | 0 | 30.36 | 60.72 | 0.99999 | 0 | 7.48 | 0.12502 | 0 | 60.72
0 | 0 | 0 | 0 | 27.88 | 55.76 | 0.2 | 2.1372 | 7.48 | 0.12502 | 0 | 53.6228
0 | 0 | 0 | 0 | 23.92 | 47.84 | 0.95833 | 0 | 7.48 | 0.10709 | 2.2546 | 47.84
0 | 0 | 0 | 0 | 25 | 50 | 0.99999 | 0 | 7.48 | 0.10709 | 0.12386 | 50
0 | 0 | 0 | 0 | 22.68 | 45.36 | 0.99999 | 0 | 7.48 | 0.10709 | 0 | 45.36
0 | 0 | 0 | 0 | 17.44 | 34.88 | 0.99999 | 0 | 7.48 | 0.10709 | 0 | 34.88
0 | 0 | 0 | 0 | 15.44 | 30.88 | 0.99999 | 0 | 7.48 | 0.10709 | 0 | 30.88
0 | 0 | 0 | 0 | 15.28 | 30.56 | 0.99999 | 0 | 7.48 | 0.10709 | 0 | 30.56
0 | 0 | 0 | 0 | 16.92 | 33.84 | 0.99999 | 0 | 7.48 | 0.10709 | 0 | 33.84
0 | 0 | 0 | 0 | 19.84 | 39.68 | 0.99999 | 0 | 7.48 | 0.10709 | 0 | 39.68
0 | 0 | 0 | 0 | 20.68 | 41.36 | 0.99999 | 0 | 7.48 | 0.10709 | 0 | 41.36
0 | 0 | 0 | 0 | 21.92 | 43.84 | 0.99999 | 0 | 7.48 | 0.10709 | 0 | 43.84
3.8637 | 0 | 0 | 3.8637 | 23.4 | 46.8 | 0.99999 | 0 | 7.48 | 0.10709 | 0 | 42.9363
12.3149 | 0 | 0 | 12.3149 | 26.64 | 53.28 | 0.99999 | 0 | 7.48 | 0.10709 | 0 | 40.9651
38.5294 | 0 | 0 | 38.5294 | 28.36 | 56.72 | 0.99999 | 0 | 7.48 | 0.10709 | 0 | 18.1906
50.7856 | 0 | 0 | 50.7856 | 31.8 | 63.6 | 0.99999 | 0 | 7.48 | 0.10709 | 0 | 12.8144
57.887 | 0 | 0 | 57.887 | 33.28 | 66.56 | 0.99999 | 0 | 7.48 | 0.12502 | 0 | 8.673
59.5792 | 0 | 0 | 59.5792 | 34.2 | 68.4 | 0.99999 | 0 | 7.48 | 0.12502 | 0 | 8.8208
56.3416 | 0 | 0 | 56.3416 | 33.16 | 66.32 | 0.99999 | 0 | 7.48 | 0.12502 | 0 | 9.9785
49.9836 | 0 | 0 | 49.9836 | 37.88 | 75.76 | 0.99999 | 0 | 12.23 | 0.12502 | 0 | 25.7764
39.038 | 0 | 0 | 39.038 | 38.16 | 76.32 | 0.99999 | 0 | 12.23 | 0.12502 | 0 | 37.282
23.7495 | 0 | 0 | 23.7495 | 30.4 | 60.8 | 0.99999 | 0 | 12.23 | 0.12502 | 0 | 37.0505
6.4656 | 0 | 0 | 6.4656 | 28.56 | 57.12 | 0.99999 | 0 | 12.23 | 0.12502 | 0 | 50.6544
0 | 0 | 0 | 0 | 30.24 | 60.48 | 0.99999 | 0 | 7.48 | 0.12502 | 0 | 60.48
0 | 0 | 0 | 0 | 30.88 | 61.76 | 0.99999 | 0 | 7.48 | 0.12502 | 0 | 61.76
0 | 0 | 0 | 0 | 26.56 | 53.12 | 0.2 | 2.1372 | 7.48 | 0.12502 | 0 | 50.9828
0 | 0 | 0 | 0 | 26.08 | 52.16 | 0.95833 | 0 | 7.48 | 0.10709 | 2.2546 | 52.16
0 | 0 | 0 | 0 | 24.6 | 49.2 | 0.99999 | 0 | 7.48 | 0.10709 | 0.12386 | 49.2
0 | 0 | 0 | 0 | 23.52 | 47.04 | 0.99999 | 0 | 7.48 | 0.10709 | 0 | 47.04
0 | 0 | 0 | 0 | 17.56 | 35.12 | 0.99999 | 0 | 7.48 | 0.10709 | 0 | 35.12
0 | 0 | 0 | 0 | 15.28 | 30.56 | 0.99999 | 0 | 7.48 | 0.10709 | 0 | 30.56
0 | 0 | 0 | 0 | 15.04 | 30.08 | 0.99999 | 0 | 7.48 | 0.10709 | 0 | 30.08
0 | 0 | 0 | 0 | 16.08 | 32.16 | 0.99999 | 0 | 7.48 | 0.10709 | 0 | 32.16
0 | 0 | 0 | 0 | 19.44 | 38.88 | 0.99999 | 0 | 7.48 | 0.10709 | 0 | 38.88
0 | 0 | 0 | 0 | 20.64 | 41.28 | 0.99999 | 0 | 7.48 | 0.10709 | 0 | 41.28
0 | 0 | 0 | 0 | 18.2 | 36.4 | 0.99999 | 0 | 7.48 | 0.10709 | 0 | 36.4
4.0593 | 0 | 0 | 4.0593 | 23.36 | 46.72 | 0.99999 | 0 | 7.48 | 0.10709 | 0 | 42.6607
21.1868 | 0 | 0 | 21.1868 | 25.32 | 50.64 | 0.99999 | 0 | 7.48 | 0.10709 | 0 | 29.4532
38.4707 | 0 | 0 | 38.4707 | 28.48 | 56.96 | 0.99999 | 0 | 7.48 | 0.10709 | 0 | 18.4893
50.2477 | 0 | 0 | 50.2477 | 31.08 | 62.16 | 0.99999 | 0 | 7.48 | 0.10709 | 0 | 11.9123
55.7547 | 0 | 0 | 55.7547 | 35.16 | 70.32 | 0.99999 | 0 | 7.48 | 0.12502 | 0 | 14.5653
48.8098 | 0 | 0 | 48.8098 | 32.6 | 65.2 | 0.99999 | 0 | 7.48 | 0.12502 | 0 | 16.3902
56.097 | 0 | 0 | 56.097 | 39.84 | 79.68 | 0.99999 | 0 | 7.48 | 0.12502 | 0 | 23.583
50.4726 | 0 | 0 | 50.4726 | 39.72 | 79.44 | 0.99999 | 0 | 12.23 | 0.12502 | 0 | 28.9674
39.3315 | 0 | 0 | 39.3315 | 40.72 | 81.44 | 0.99999 | 0 | 12.23 | 0.12502 | 0 | 42.1085
23.6908 | 0 | 0 | 23.6908 | 40.32 | 80.64 | 0.99999 | 0 | 12.23 | 0.12502 | 0 | 56.9492
6.1819 | 0 | 0 | 6.1819 | 37.88 | 75.76 | 0.99999 | 0 | 12.23 | 0.12502 | 0 | 69.5781
0 | 0 | 0 | 0 | 34.64 | 69.28 | 0.99999 | 0 | 7.48 | 0.12502 | 0 | 69.28
0 | 0 | 0 | 0 | 30.8 | 61.6 | 0.99999 | 0 | 7.48 | 0.12502 | 0 | 61.6
0 | 0 | 0 | 0 | 31.68 | 63.36 | 0.2 | 2.1372 | 7.48 | 0.12502 | 0 | 61.2228
0 | 0 | 0 | 0 | 28.72 | 57.44 | 0.31934 | 0 | 7.48 | 0.10709 | 0.35482 | 57.44
0 | 0 | 0 | 0 | 28.16 | 56.32 | 0.31934 | 0 | 7.48 | 0.10709 | 0 | 56.32
0 | 0 | 0 | 0 | 25.44 | 50.88 | 0.31934 | 0 | 7.48 | 0.10709 | 0 | 50.88
0 | 0 | 0 | 0 | 18 | 36 | 0.31934 | 0 | 7.48 | 0.10709 | 0 | 36
0 | 0 | 0 | 0 | 16.48 | 32.96 | 0.31934 | 0 | 7.48 | 0.10709 | 0 | 32.96
0 | 0 | 0 | 0 | 16.32 | 32.64 | 0.31934 | 0 | 7.48 | 0.10709 | 0 | 32.64
0 | 0 | 0 | 0 | 16.76 | 33.52 | 0.31934 | 0 | 7.48 | 0.10709 | 0 | 33.52
0 | 0 | 0 | 0 | 20.08 | 40.16 | 0.31934 | 0 | 7.48 | 0.10709 | 0 | 40.16
0 | 0 | 0 | 0 | 20.44 | 40.88 | 0.31934 | 0 | 7.48 | 0.10709 | 0 | 40.88
0 | 0 | 0 | 0 | 17.64 | 35.28 | 0.31934 | 0 | 7.48 | 0.10709 | 0 | 35.28
3.1692 | 0 | 0 | 3.1692 | 24.44 | 48.88 | 0.31934 | 0 | 7.48 | 0.10709 | 0 | 45.7108
12.6866 | 0 | 0 | 12.6866 | 26.52 | 53.04 | 0.31934 | 0 | 7.48 | 0.10709 | 0 | 40.3534
28.8848 | 0 | 0 | 28.8848 | 29.24 | 58.48 | 0.31934 | 0 | 7.48 | 0.10709 | 0 | 29.5952
41.19 | 0 | 0 | 41.19 | 29.36 | 58.72 | 0.31934 | 0 | 7.48 | 0.10709 | 0 | 17.53
52.6344 | 0 | 0 | 52.6344 | 33.24 | 66.48 | 0.31934 | 0 | 7.48 | 0.10709 | 0 | 13.8456
56.2437 | 0 | 0 | 56.2437 | 34.48 | 68.96 | 0.31934 | 0 | 7.48 | 0.10709 | 0 | 12.7163
54.0918 | 0 | 0 | 54.0918 | 35.12 | 70.24 | 0.31934 | 0 | 7.48 | 0.10709 | 0 | 16.1482
42.5887 | 0 | 0 | 42.5887 | 40.08 | 80.16 | 0.31934 | 0 | 7.48 | 0.10709 | 0 | 37.5713
25.5787 | 0 | 0 | 25.5787 | 41.92 | 83.84 | 0.31934 | 0 | 7.48 | 0.10709 | 0 | 58.2613
14.0463 | 0 | 0 | 14.0463 | 42.2 | 84.4 | 0.31934 | 0 | 7.48 | 0.10709 | 0 | 70.3537
3.2083 | 0 | 0 | 3.2083 | 41.52 | 83.04 | 0.2 | 0.31883 | 7.48 | 0.10709 | 0 | 79.5128
0 | 0 | 0 | 0 | 36.44 | 72.88 | 0.2 | 0 | 7.48 | 0.10709 | 0 | 72.88
0 | 0 | 0 | 0 | 31.52 | 63.04 | 0.2 | 0 | 7.48 | 0.10709 | 0 | 63.04
0 | 0 | 0 | 0 | 24.2 | 48.4 | 0.2 | 0 | 7.48 | 0.10709 | 0 | 48.4
0 | 0 | 0 | 0 | 24.12 | 48.24 | 0.2 | 0 | 7.48 | 0.10709 | 0 | 48.24
0 | 0 | 0 | 0 | 24.36 | 48.72 | 0.2 | 0 | 7.48 | 0.10709 | 0 | 48.72
0 | 0 | 0 | 0 | 21.44 | 42.88 | 0.2 | 0 | 7.48 | 0.10709 | 0 | 42.88
0 | 0 | 0 | 0 | 15.12 | 30.24 | 0.2 | 0 | 7.48 | 0.10709 | 0 | 30.24
0 | 0 | 0 | 0 | 12.2 | 24.4 | 0.2 | 0 | 7.48 | 0.10709 | 0 | 24.4
0 | 0 | 0 | 0 | 13.68 | 27.36 | 0.2 | 0 | 7.48 | 0.10709 | 0 | 27.36
0 | 0 | 0 | 0 | 12.52 | 25.04 | 0.2 | 0 | 7.48 | 0.10709 | 0 | 25.04
0 | 0 | 0 | 0 | 15.64 | 31.28 | 0.2 | 0 | 7.48 | 0.10709 | 0 | 31.28
0 | 0 | 0 | 0 | 15.64 | 31.28 | 0.2 | 0 | 7.48 | 0.10709 | 0 | 31.28
0 | 0 | 0 | 0 | 16.36 | 32.72 | 0.2 | 0 | 7.48 | 0.10709 | 0 | 32.72
3.6974 | 0 | 0 | 3.6974 | 16.84 | 33.68 | 0.2 | 0 | 7.48 | 0.10709 | 0 | 29.9826
21.7248 | 0 | 0 | 21.7248 | 22.84 | 45.68 | 0.2 | 0 | 7.48 | 0.10709 | 0 | 23.9552
41.1117 | 0 | 0 | 41.1117 | 24.6 | 49.2 | 0.2 | 0 | 7.48 | 0.10709 | 0 | 8.0883
55.4025 | 2.2546 | 0.3479 | 52.8 | 26.4 | 52.8 | 0.95833 | 0 | 7.48 | 0.10709 | 0 | 0
55.4417 | 0.12386 | 0.35779 | 54.96 | 27.48 | 54.96 | 0.99999 | 0 | 7.48 | 0.10709 | 0 | 0
66.3969 | 2.2546 | 0 | 64.1423 | 30.84 | 61.68 | 0.99999 | 2.0259 | 7.48 | 0.10709 | 0 | 0
63.9027 | 0 | 0 | 63.9027 | 40.08 | 80.16 | 0.99999 | 0 | 7.48 | 0.10709 | 0 | 16.2573
56.0872 | 0 | 0 | 56.0872 | 40.16 | 80.32 | 0.99999 | 0 | 7.48 | 0.10709 | 0 | 24.2328
43.2441 | 0 | 0 | 43.2441 | 43.6 | 87.2 | 0.99999 | 0 | 7.48 | 0.10709 | 0 | 43.9559
25.2363 | 0 | 0 | 25.2363 | 43.52 | 87.04 | 0.99999 | 0 | 7.48 | 0.10709 | 0 | 61.8037
6.2699 | 0 | 0 | 6.2699 | 43.96 | 87.92 | 0.2 | 2.1372 | 7.48 | 0.10709 | 0 | 79.5128
0 | 0 | 0 | 0 | 39.12 | 78.24 | 0.2 | 0 | 7.48 | 0.10709 | 0 | 78.24
0 | 0 | 0 | 0 | 23.36 | 46.72 | 0.2 | 0 | 7.48 | 0.10709 | 0 | 46.72
0 | 0 | 0 | 0 | 22.36 | 44.72 | 0.2 | 0 | 7.48 | 0.10709 | 0 | 44.72
0 | 0 | 0 | 0 | 23.36 | 46.72 | 0.2 | 0 | 7.48 | 0.10709 | 0 | 46.72
0 | 0 | 0 | 0 | 23.12 | 46.24 | 0.2 | 0 | 7.48 | 0.10709 | 0 | 46.24
0 | 0 | 0 | 0 | 21.6 | 43.2 | 0.2 | 0 | 7.48 | 0.10709 | 0 | 43.2
0 | 0 | 0 | 0 | 18.4 | 36.8 | 0.2 | 0 | 7.48 | 0.10709 | 0 | 36.8
0 | 0 | 0 | 0 | 16.08 | 32.16 | 0.2 | 0 | 7.48 | 0.10709 | 0 | 32.16
0 | 0 | 0 | 0 | 12.08 | 24.16 | 0.2 | 0 | 7.48 | 0.10709 | 0 | 24.16
0 | 0 | 0 | 0 | 11.8 | 23.6 | 0.2 | 0 | 7.48 | 0.10709 | 0 | 23.6
0 | 0 | 0 | 0 | 14.76 | 29.52 | 0.2 | 0 | 7.48 | 0.10709 | 0 | 29.52
0 | 0 | 0 | 0 | 16.72 | 33.44 | 0.2 | 0 | 7.48 | 0.10709 | 0 | 33.44
0 | 0 | 0 | 0 | 17.32 | 34.64 | 0.2 | 0 | 7.48 | 0.10709 | 0 | 34.64
3.5116 | 0 | 0 | 3.5116 | 16.92 | 33.84 | 0.2 | 0 | 7.48 | 0.10709 | 0 | 30.3284
20.8053 | 0 | 0 | 20.8053 | 17.36 | 34.72 | 0.2 | 0 | 7.48 | 0.10709 | 0 | 13.9147
39.1554 | 0 | 0 | 39.1554 | 24.04 | 48.08 | 0.2 | 0 | 7.48 | 0.10709 | 0 | 8.9246
51.666 | 2.2546 | 1.0114 | 48.4 | 24.2 | 48.4 | 0.95833 | 0 | 7.48 | 0.10709 | 0 | 0
57.9555 | 0.12386 | 8.7116 | 49.12 | 24.56 | 49.12 | 0.99999 | 0 | 7.48 | 0.12502 | 0 | 0
60.4107 | 0 | 12.7307 | 47.68 | 23.84 | 47.68 | 0.99999 | 0 | 7.48 | 0.12502 | 0 | 0
58.0631 | 0 | 9.7431 | 48.32 | 24.16 | 48.32 | 0.99999 | 0 | 7.48 | 0.12502 | 0 | 0
51.1867 | 0 | 0 | 51.1867 | 25.88 | 51.76 | 0.99999 | 0 | 12.23 | 0.12502 | 0 | 0.57331
40.4368 | 0 | 0 | 40.4368 | 27.56 | 55.12 | 0.99999 | 0 | 12.23 | 0.12502 | 0 | 14.6832
23.593 | 0 | 0 | 23.593 | 25.28 | 50.56 | 0.99999 | 0 | 12.23 | 0.12502 | 0 | 26.967
5.8298 | 0 | 0 | 5.8298 | 23.44 | 46.88 | 0.99999 | 0 | 12.23 | 0.12502 | 0 | 41.0502
0 | 0 | 0 | 0 | 23.8 | 47.6 | 0.99999 | 0 | 7.48 | 0.12502 | 0 | 47.6
0 | 0 | 0 | 0 | 22.8 | 45.6 | 0.99999 | 0 | 7.48 | 0.12502 | 0 | 45.6
0 | 0 | 0 | 0 | 19.96 | 39.92 | 0.2 | 2.1372 | 7.48 | 0.12502 | 0 | 37.7828
0 | 0 | 0 | 0 | 17.96 | 35.92 | 0.95833 | 0 | 7.48 | 0.10709 | 2.2546 | 35.92
0 | 0 | 0 | 0 | 19.16 | 38.32 | 0.99999 | 0 | 7.48 | 0.10709 | 0.12386 | 38.32
0 | 0 | 0 | 0 | 19.52 | 39.04 | 0.99999 | 0 | 7.48 | 0.10709 | 0 | 39.04
0 | 0 | 0 | 0 | 12.16 | 24.32 | 0.99999 | 0 | 7.48 | 0.10709 | 0 | 24.32
0 | 0 | 0 | 0 | 10.52 | 21.04 | 0.99999 | 0 | 7.48 | 0.10709 | 0 | 21.04
0 | 0 | 0 | 0 | 10.2 | 20.4 | 0.99999 | 0 | 7.48 | 0.10709 | 0 | 20.4
0 | 0 | 0 | 0 | 11.44 | 22.88 | 0.99999 | 0 | 7.48 | 0.10709 | 0 | 22.88
0 | 0 | 0 | 0 | 14.8 | 29.6 | 0.99999 | 0 | 7.48 | 0.10709 | 0 | 29.6
0 | 0 | 0 | 0 | 15.84 | 31.68 | 0.99999 | 0 | 7.48 | 0.10709 | 0 | 31.68
0 | 0 | 0 | 0 | 15.72 | 31.44 | 0.99999 | 0 | 7.48 | 0.10709 | 0 | 31.44
0.67492 | 0 | 0 | 0.67492 | 22.92 | 45.84 | 0.99999 | 0 | 7.48 | 0.10709 | 0 | 45.1651
19.4163 | 0 | 0 | 19.4163 | 24.32 | 48.64 | 0.99999 | 0 | 7.48 | 0.10709 | 0 | 29.2237
36.5829 | 0 | 0 | 36.5829 | 29.16 | 58.32 | 0.99999 | 0 | 7.48 | 0.10709 | 0 | 21.7371
48.5359 | 0 | 0 | 48.5359 | 30.36 | 60.72 | 0.99999 | 0 | 7.48 | 0.10709 | 0 | 12.1841
53.8962 | 0 | 0 | 53.8962 | 32.92 | 65.84 | 0.99999 | 0 | 7.48 | 0.12502 | 0 | 11.9438
56.1264 | 0 | 0 | 56.1264 | 36.28 | 72.56 | 0.99999 | 0 | 7.48 | 0.12502 | 0 | 16.4336
55.9405 | 0 | 0 | 55.9405 | 32.24 | 64.48 | 0.99999 | 0 | 7.48 | 0.12502 | 0 | 8.5395
50.5705 | 0 | 0 | 50.5705 | 28.32 | 56.64 | 0.99999 | 0 | 12.23 | 0.12502 | 0 | 6.0695
39.0478 | 0 | 0 | 39.0478 | 28.32 | 56.64 | 0.99999 | 0 | 12.23 | 0.12502 | 0 | 17.5922
22.9572 | 0 | 0 | 22.9572 | 29.2 | 58.4 | 0.99999 | 0 | 12.23 | 0.12502 | 0 | 35.4428
5.595 | 0 | 0 | 5.595 | 28.68 | 57.36 | 0.99999 | 0 | 12.23 | 0.12502 | 0 | 51.765
0 | 0 | 0 | 0 | 26.48 | 52.96 | 0.99999 | 0 | 7.48 | 0.12502 | 0 | 52.96
0 | 0 | 0 | 0 | 29 | 58 | 0.99999 | 0 | 7.48 | 0.12502 | 0 | 58
0 | 0 | 0 | 0 | 30 | 60 | 0.2 | 2.1372 | 7.48 | 0.12502 | 0 | 57.8628
0 | 0 | 0 | 0 | 28 | 56 | 0.95833 | 0 | 7.48 | 0.10709 | 2.2546 | 56
0 | 0 | 0 | 0 | 26.36 | 52.72 | 0.99999 | 0 | 7.48 | 0.10709 | 0.12386 | 52.72
0 | 0 | 0 | 0 | 22.24 | 44.48 | 0.99999 | 0 | 7.48 | 0.10709 | 0 | 44.48
0 | 0 | 0 | 0 | 13.04 | 26.08 | 0.99999 | 0 | 7.48 | 0.10709 | 0 | 26.08
0 | 0 | 0 | 0 | 10.28 | 20.56 | 0.99999 | 0 | 7.48 | 0.10709 | 0 | 20.56
0 | 0 | 0 | 0 | 11 | 22 | 0.99999 | 0 | 7.48 | 0.10709 | 0 | 22
0 | 0 | 0 | 0 | 12.6 | 25.2 | 0.99999 | 0 | 7.48 | 0.10709 | 0 | 25.2
0 | 0 | 0 | 0 | 15.4 | 30.8 | 0.99999 | 0 | 7.48 | 0.10709 | 0 | 30.8
0 | 0 | 0 | 0 | 16.72 | 33.44 | 0.99999 | 0 | 7.48 | 0.10709 | 0 | 33.44
0 | 0 | 0 | 0 | 18.6 | 37.2 | 0.99999 | 0 | 7.48 | 0.10709 | 0 | 37.2
3.179 | 0 | 0 | 3.179 | 24.4 | 48.8 | 0.99999 | 0 | 7.48 | 0.10709 | 0 | 45.621
19.8271 | 0 | 0 | 19.8271 | 26.84 | 53.68 | 0.99999 | 0 | 7.48 | 0.10709 | 0 | 33.8529
37.2969 | 0 | 0 | 37.2969 | 28.28 | 56.56 | 0.99999 | 0 | 7.48 | 0.10709 | 0 | 19.2631
49.4456 | 0 | 0 | 49.4456 | 29.4 | 58.8 | 0.99999 | 0 | 7.48 | 0.10709 | 0 | 9.3544
55.4808 | 0 | 0 | 55.4808 | 34 | 68 | 0.99999 | 0 | 7.48 | 0.12502 | 0 | 12.5192
55.9699 | 0 | 0 | 55.9699 | 32.52 | 65.04 | 0.99999 | 0 | 7.48 | 0.12502 | 0 | 9.0701
54.0722 | 0 | 0 | 54.0722 | 30.48 | 60.96 | 0.99999 | 0 | 7.48 | 0.12502 | 0 | 6.8878
47.8414 | 0 | 0 | 47.8414 | 33.44 | 66.88 | 0.99999 | 0 | 12.23 | 0.12502 | 0 | 19.0386
38.3044 | 0 | 0 | 38.3044 | 34.2 | 68.4 | 0.99999 | 0 | 12.23 | 0.12502 | 0 | 30.0956
22.5171 | 0 | 0 | 22.5171 | 36.36 | 72.72 | 0.99999 | 0 | 12.23 | 0.12502 | 0 | 50.2029
4.9201 | 0 | 0 | 4.9201 | 36.24 | 72.48 | 0.99999 | 0 | 12.23 | 0.12502 | 0 | 67.5599
0 | 0 | 0 | 0 | 29.76 | 59.52 | 0.99999 | 0 | 7.48 | 0.12502 | 0 | 59.52
0 | 0 | 0 | 0 | 27.04 | 54.08 | 0.99999 | 0 | 7.48 | 0.12502 | 0 | 54.08
0 | 0 | 0 | 0 | 27.04 | 54.08 | 0.2 | 2.1372 | 7.48 | 0.12502 | 0 | 51.9428
0 | 0 | 0 | 0 | 26.12 | 52.24 | 0.95833 | 0 | 7.48 | 0.10709 | 2.2546 | 52.24
0 | 0 | 0 | 0 | 24.4 | 48.8 | 0.99999 | 0 | 7.48 | 0.10709 | 0.12386 | 48.8
0 | 0 | 0 | 0 | 19.16 | 38.32 | 0.99999 | 0 | 7.48 | 0.10709 | 0 | 38.32
0 | 0 | 0 | 0 | 12.28 | 24.56 | 0.99999 | 0 | 7.48 | 0.10709 | 0 | 24.56
0 | 0 | 0 | 0 | 14.28 | 28.56 | 0.99999 | 0 | 7.48 | 0.10709 | 0 | 28.56
0 | 0 | 0 | 0 | 15.68 | 31.36 | 0.99999 | 0 | 7.48 | 0.10709 | 0 | 31.36
0 | 0 | 0 | 0 | 16.72 | 33.44 | 0.99999 | 0 | 7.48 | 0.10709 | 0 | 33.44
0 | 0 | 0 | 0 | 17.12 | 34.24 | 0.99999 | 0 | 7.48 | 0.10709 | 0 | 34.24
0 | 0 | 0 | 0 | 16.36 | 32.72 | 0.99999 | 0 | 7.48 | 0.10709 | 0 | 32.72
0 | 0 | 0 | 0 | 16.72 | 33.44 | 0.99999 | 0 | 7.48 | 0.10709 | 0 | 33.44
1.5161 | 0 | 0 | 1.5161 | 23.72 | 47.44 | 0.99999 | 0 | 7.48 | 0.10709 | 0 | 45.9239
18.0665 | 0 | 0 | 18.0665 | 27.68 | 55.36 | 0.99999 | 0 | 7.48 | 0.10709 | 0 | 37.2935
35.9373 | 0 | 0 | 35.9373 | 27.56 | 55.12 | 0.99999 | 0 | 7.48 | 0.10709 | 0 | 19.1827
47.3132 | 0 | 0 | 47.3132 | 29.28 | 58.56 | 0.99999 | 0 | 7.48 | 0.10709 | 0 | 11.2468
54.0429 | 0 | 0 | 54.0429 | 31.4 | 62.8 | 0.99999 | 0 | 7.48 | 0.12502 | 0 | 8.7571
56.4394 | 0 | 0 | 56.4394 | 32.8 | 65.6 | 0.99999 | 0 | 7.48 | 0.12502 | 0 | 9.1606
55.4123 | 0 | 0 | 55.4123 | 31 | 62 | 0.99999 | 0 | 7.48 | 0.12502 | 0 | 6.5877
38.862 | 0 | 0 | 38.862 | 28.88 | 57.76 | 0.99999 | 0 | 12.23 | 0.12502 | 0 | 18.898
27.8186 | 0 | 0 | 27.8186 | 28.48 | 56.96 | 0.99999 | 0 | 12.23 | 0.12502 | 0 | 29.1414
15.6504 | 0 | 0 | 15.6504 | 27.04 | 54.08 | 0.99999 | 0 | 12.23 | 0.12502 | 0 | 38.4296
4.4897 | 0 | 0 | 4.4897 | 28.44 | 56.88 | 0.99999 | 0 | 12.23 | 0.12502 | 0 | 52.3903
0 | 0 | 0 | 0 | 27.12 | 54.24 | 0.99999 | 0 | 7.48 | 0.12502 | 0 | 54.24
0 | 0 | 0 | 0 | 27.84 | 55.68 | 0.99999 | 0 | 7.48 | 0.12502 | 0 | 55.68
0 | 0 | 0 | 0 | 26.4 | 52.8 | 0.2 | 2.1372 | 7.48 | 0.12502 | 0 | 50.6628
0 | 0 | 0 | 0 | 26 | 52 | 0.95833 | 0 | 7.48 | 0.10709 | 2.2546 | 52
0 | 0 | 0 | 0 | 25.84 | 51.68 | 0.99999 | 0 | 7.48 | 0.10709 | 0.12386 | 51.68
0 | 0 | 0 | 0 | 23.24 | 46.48 | 0.99999 | 0 | 7.48 | 0.10709 | 0 | 46.48
0 | 0 | 0 | 0 | 16.96 | 33.92 | 0.99999 | 0 | 7.48 | 0.10709 | 0 | 33.92
0 | 0 | 0 | 0 | 15.12 | 30.24 | 0.99999 | 0 | 7.48 | 0.10709 | 0 | 30.24
0 | 0 | 0 | 0 | 10.52 | 21.04 | 0.99999 | 0 | 7.48 | 0.10709 | 0 | 21.04
0 | 0 | 0 | 0 | 12.16 | 24.32 | 0.99999 | 0 | 7.48 | 0.10709 | 0 | 24.32
0 | 0 | 0 | 0 | 14.28 | 28.56 | 0.99999 | 0 | 7.48 | 0.10709 | 0 | 28.56
0 | 0 | 0 | 0 | 15.16 | 30.32 | 0.99999 | 0 | 7.48 | 0.10709 | 0 | 30.32
0 | 0 | 0 | 0 | 15.92 | 31.84 | 0.99999 | 0 | 7.48 | 0.10709 | 0 | 31.84
0.7434 | 0 | 0 | 0.7434 | 22.44 | 44.88 | 0.99999 | 0 | 7.48 | 0.10709 | 0 | 44.1366
12.3247 | 0 | 0 | 12.3247 | 25.64 | 51.28 | 0.99999 | 0 | 7.48 | 0.10709 | 0 | 38.9553
31.8095 | 0 | 0 | 31.8095 | 28.56 | 57.12 | 0.99999 | 0 | 7.48 | 0.10709 | 0 | 25.3105
38.9891 | 0 | 0 | 38.9891 | 29.2 | 58.4 | 0.99999 | 0 | 7.48 | 0.10709 | 0 | 19.4109
33.2083 | 0 | 0 | 33.2083 | 29.52 | 59.04 | 0.99999 | 0 | 7.48 | 0.12502 | 0 | 25.8317
59.2075 | 0 | 0 | 59.2075 | 32.56 | 65.12 | 0.99999 | 0 | 7.48 | 0.12502 | 0 | 5.9125
46.2861 | 0 | 0 | 46.2861 | 30.32 | 60.64 | 0.99999 | 0 | 7.48 | 0.12502 | 0 | 14.3539
42.4127 | 0 | 0 | 42.4127 | 29.24 | 58.48 | 0.99999 | 0 | 12.23 | 0.12502 | 0 | 16.0673
3.1105 | 0 | 0 | 3.1105 | 27.44 | 54.88 | 0.99999 | 0 | 12.23 | 0.12502 | 0 | 51.7695
21.6758 | 0 | 0 | 21.6758 | 26.72 | 53.44 | 0.99999 | 0 | 12.23 | 0.12502 | 0 | 31.7642
4.2158 | 0 | 0 | 4.2158 | 27.36 | 54.72 | 0.99999 | 0 | 12.23 | 0.12502 | 0 | 50.5042
0 | 0 | 0 | 0 | 27.56 | 55.12 | 0.99999 | 0 | 7.48 | 0.12502 | 0 | 55.12
0 | 0 | 0 | 0 | 27.48 | 54.96 | 0.99999 | 0 | 7.48 | 0.12502 | 0 | 54.96
0 | 0 | 0 | 0 | 27.44 | 54.88 | 0.2 | 2.1372 | 7.48 | 0.12502 | 0 | 52.7428
0 | 0 | 0 | 0 | 27.28 | 54.56 | 0.2 | 0 | 7.48 | 0.10709 | 0 | 54.56
0 | 0 | 0 | 0 | 27.56 | 55.12 | 0.2 | 0 | 7.48 | 0.10709 | 0 | 55.12
0 | 0 | 0 | 0 | 25.84 | 51.68 | 0.2 | 0 | 7.48 | 0.10709 | 0 | 51.68
0 | 0 | 0 | 0 | 18 | 36 | 0.2 | 0 | 7.48 | 0.10709 | 0 | 36
0 | 0 | 0 | 0 | 16.16 | 32.32 | 0.2 | 0 | 7.48 | 0.10709 | 0 | 32.32
0 | 0 | 0 | 0 | 15.36 | 30.72 | 0.2 | 0 | 7.48 | 0.10709 | 0 | 30.72
0 | 0 | 0 | 0 | 16.08 | 32.16 | 0.2 | 0 | 7.48 | 0.10709 | 0 | 32.16
0 | 0 | 0 | 0 | 15.6 | 31.2 | 0.2 | 0 | 7.48 | 0.10709 | 0 | 31.2
0 | 0 | 0 | 0 | 14.36 | 28.72 | 0.2 | 0 | 7.48 | 0.10709 | 0 | 28.72
0 | 0 | 0 | 0 | 16.32 | 32.64 | 0.2 | 0 | 7.48 | 0.10709 | 0 | 32.64
1.878 | 0 | 0 | 1.878 | 23.72 | 47.44 | 0.2 | 0 | 7.48 | 0.10709 | 0 | 45.5619
6.1624 | 0 | 0 | 6.1624 | 26.56 | 53.12 | 0.2 | 0 | 7.48 | 0.10709 | 0 | 46.9576
25.2265 | 0 | 0 | 25.2265 | 29.16 | 58.32 | 0.2 | 0 | 7.48 | 0.10709 | 0 | 33.0935
31.115 | 0 | 0 | 31.115 | 31.56 | 63.12 | 0.2 | 0 | 7.48 | 0.10709 | 0 | 32.005
55.2949 | 0 | 0 | 55.2949 | 33.6 | 67.2 | 0.2 | 0 | 7.48 | 0.10709 | 0 | 11.9051
58.8358 | 0 | 0 | 58.8358 | 33.52 | 67.04 | 0.2 | 0 | 7.48 | 0.10709 | 0 | 8.2042
57.6327 | 0 | 0 | 57.6327 | 33.12 | 66.24 | 0.2 | 0 | 7.48 | 0.10709 | 0 | 8.6073
50.6878 | 0 | 0 | 50.6878 | 30.76 | 61.52 | 0.2 | 0 | 7.48 | 0.10709 | 0 | 10.8322
38.6663 | 0 | 0 | 38.6663 | 26.48 | 52.96 | 0.2 | 0 | 7.48 | 0.10709 | 0 | 14.2937
21.9204 | 0 | 0 | 21.9204 | 26.6 | 53.2 | 0.2 | 0 | 7.48 | 0.10709 | 0 | 31.2796
4.881 | 0 | 0 | 4.881 | 26.4 | 52.8 | 0.2 | 0 | 7.48 | 0.10709 | 0 | 47.919
0 | 0 | 0 | 0 | 27.24 | 54.48 | 0.2 | 0 | 7.48 | 0.10709 | 0 | 54.48
0 | 0 | 0 | 0 | 27.96 | 55.92 | 0.2 | 0 | 7.48 | 0.10709 | 0 | 55.92
0 | 0 | 0 | 0 | 28.4 | 56.8 | 0.2 | 0 | 7.48 | 0.10709 | 0 | 56.8
0 | 0 | 0 | 0 | 27.28 | 54.56 | 0.2 | 0 | 7.48 | 0.10709 | 0 | 54.56
0 | 0 | 0 | 0 | 23.76 | 47.52 | 0.2 | 0 | 7.48 | 0.10709 | 0 | 47.52
0 | 0 | 0 | 0 | 20.12 | 40.24 | 0.2 | 0 | 7.48 | 0.10709 | 0 | 40.24
0 | 0 | 0 | 0 | 14.44 | 28.88 | 0.2 | 0 | 7.48 | 0.10709 | 0 | 28.88
0 | 0 | 0 | 0 | 11.08 | 22.16 | 0.2 | 0 | 7.48 | 0.10709 | 0 | 22.16
0 | 0 | 0 | 0 | 11.24 | 22.48 | 0.2 | 0 | 7.48 | 0.10709 | 0 | 22.48
0 | 0 | 0 | 0 | 13.48 | 26.96 | 0.2 | 0 | 7.48 | 0.10709 | 0 | 26.96
0 | 0 | 0 | 0 | 13.88 | 27.76 | 0.2 | 0 | 7.48 | 0.10709 | 0 | 27.76
0 | 0 | 0 | 0 | 13.52 | 27.04 | 0.2 | 0 | 7.48 | 0.10709 | 0 | 27.04
0 | 0 | 0 | 0 | 15.2 | 30.4 | 0.2 | 0 | 7.48 | 0.10709 | 0 | 30.4
2.4552 | 0 | 0 | 2.4552 | 18.88 | 37.76 | 0.2 | 0 | 7.48 | 0.10709 | 0 | 35.3048
18.6729 | 0 | 0 | 18.6729 | 24.28 | 48.56 | 0.2 | 0 | 7.48 | 0.10709 | 0 | 29.8871
36.397 | 0 | 0 | 36.397 | 23.32 | 46.64 | 0.2 | 0 | 7.48 | 0.10709 | 0 | 10.243
49.0348 | 2.2546 | 0.86013 | 45.92 | 22.96 | 45.92 | 0.95833 | 0 | 7.48 | 0.10709 | 0 | 0
57.5642 | 0.12386 | 9.2004 | 48.24 | 24.12 | 48.24 | 0.99999 | 0 | 7.48 | 0.10709 | 0 | 0
60.1857 | 2.2546 | 0 | 57.9311 | 26.4 | 52.8 | 0.99999 | 2.0259 | 7.48 | 0.10709 | 0 | 0
57.8577 | 0 | 6.4177 | 51.44 | 25.72 | 51.44 | 0.99999 | 0 | 7.48 | 0.10709 | 0 | 0
51.4508 | 0 | 0 | 51.4508 | 25.72 | 51.44 | 0.99999 | 0 | 7.48 | 0.10709 | 0 | 0
39.2239 | 0 | 0 | 39.2239 | 25.16 | 50.32 | 0.99999 | 0 | 7.48 | 0.10709 | 0 | 11.0961
22.2823 | 0 | 0 | 22.2823 | 25.44 | 50.88 | 0.99999 | 0 | 7.48 | 0.10709 | 0 | 28.5977
4.9397 | 0 | 0 | 4.9397 | 26.16 | 52.32 | 0.99999 | 0 | 7.48 | 0.10709 | 0 | 47.3803
0 | 0 | 0 | 0 | 25.4 | 50.8 | 0.99999 | 0 | 7.48 | 0.10709 | 0 | 50.8
0 | 0 | 0 | 0 | 24.32 | 48.64 | 0.99999 | 0 | 7.48 | 0.10709 | 0 | 48.64
0 | 0 | 0 | 0 | 24.8 | 49.6 | 0.99999 | 0 | 7.48 | 0.10709 | 0 | 49.6
0 | 0 | 0 | 0 | 25.24 | 50.48 | 0.99999 | 0 | 7.48 | 0.10709 | 0 | 50.48
0 | 0 | 0 | 0 | 25.36 | 50.72 | 0.99999 | 0 | 7.48 | 0.10709 | 0 | 50.72
0 | 0 | 0 | 0 | 23.68 | 47.36 | 0.99999 | 0 | 7.48 | 0.10709 | 0 | 47.36
0 | 0 | 0 | 0 | 18.24 | 36.48 | 0.99999 | 0 | 7.48 | 0.10709 | 0 | 36.48
0 | 0 | 0 | 0 | 18.04 | 36.08 | 0.99999 | 0 | 7.48 | 0.10709 | 0 | 36.08
0 | 0 | 0 | 0 | 12.88 | 25.76 | 0.99999 | 0 | 7.48 | 0.10709 | 0 | 25.76
0 | 0 | 0 | 0 | 12.6 | 25.2 | 0.99999 | 0 | 7.48 | 0.10709 | 0 | 25.2
0 | 0 | 0 | 0 | 13.2 | 26.4 | 0.99999 | 0 | 7.48 | 0.10709 | 0 | 26.4
0 | 0 | 0 | 0 | 14.72 | 29.44 | 0.99999 | 0 | 7.48 | 0.10709 | 0 | 29.44
0 | 0 | 0 | 0 | 17.44 | 34.88 | 0.99999 | 0 | 7.48 | 0.10709 | 0 | 34.88
2.3378 | 0 | 0 | 2.3378 | 17.6 | 35.2 | 0.99999 | 0 | 7.48 | 0.10709 | 0 | 32.8622
18.4675 | 0 | 0 | 18.4675 | 18.44 | 36.88 | 0.99999 | 0 | 7.48 | 0.10709 | 0 | 18.4125
36.1134 | 0 | 0 | 36.1134 | 23.72 | 47.44 | 0.99999 | 0 | 7.48 | 0.10709 | 0 | 11.3266
48.0566 | 0 | 0 | 48.0566 | 25.32 | 50.64 | 0.2 | 2.1372 | 7.48 | 0.10709 | 0 | 0.44618
54.9037 | 2.2546 | 4.569 | 48.08 | 24.04 | 48.08 | 0.95833 | 0 | 7.48 | 0.12502 | 0 | 0
55.4221 | 0.12386 | 6.8982 | 48.4 | 24.2 | 48.4 | 0.99999 | 0 | 7.48 | 0.12502 | 0 | 0
53.2115 | 0 | 6.7315 | 46.48 | 23.24 | 46.48 | 0.99999 | 0 | 7.48 | 0.12502 | 0 | 0
46.8144 | 0 | 0 | 46.8144 | 24.12 | 48.24 | 0.99999 | 0 | 12.23 | 0.12502 | 0 | 1.4257
35.8395 | 0 | 0 | 35.8395 | 23.88 | 47.76 | 0.99999 | 0 | 12.23 | 0.12502 | 0 | 11.9205
18.399 | 0 | 0 | 18.399 | 23 | 46 | 0.99999 | 0 | 12.23 | 0.12502 | 0 | 27.601
3.4529 | 0 | 0 | 3.4529 | 23.64 | 47.28 | 0.99999 | 0 | 12.23 | 0.12502 | 0 | 43.8271
0 | 0 | 0 | 0 | 25.16 | 50.32 | 0.99999 | 0 | 7.48 | 0.12502 | 0 | 50.32
0 | 0 | 0 | 0 | 25.4 | 50.8 | 0.99999 | 0 | 7.48 | 0.12502 | 0 | 50.8
0 | 0 | 0 | 0 | 21.64 | 43.28 | 0.2 | 2.1372 | 7.48 | 0.12502 | 0 | 41.1428
0 | 0 | 0 | 0 | 18.76 | 37.52 | 0.95833 | 0 | 7.48 | 0.10709 | 2.2546 | 37.52
0 | 0 | 0 | 0 | 20.6267 | 41.2533 | 0.99999 | 0 | 7.48 | 0.10709 | 0.12386 | 41.2533
0 | 0 | 0 | 0 | 20.5467 | 41.0933 | 0.99999 | 0 | 7.48 | 0.10709 | 0 | 41.0933
0 | 0 | 0 | 0 | 13.7067 | 27.4133 | 0.99999 | 0 | 7.48 | 0.10709 | 0 | 27.4133
0 | 0 | 0 | 0 | 11.4933 | 22.9867 | 0.99999 | 0 | 7.48 | 0.10709 | 0 | 22.9867
0 | 0 | 0 | 0 | 11.52 | 23.04 | 0.99999 | 0 | 7.48 | 0.10709 | 0 | 23.04
0 | 0 | 0 | 0 | 13.44 | 26.88 | 0.99999 | 0 | 7.48 | 0.10709 | 0 | 26.88
0 | 0 | 0 | 0 | 16.2267 | 32.4533 | 0.99999 | 0 | 7.48 | 0.10709 | 0 | 32.4533
0 | 0 | 0 | 0 | 16.6133 | 33.2267 | 0.99999 | 0 | 7.48 | 0.10709 | 0 | 33.2267
0 | 0 | 0 | 0 | 17.3067 | 34.6133 | 0.99999 | 0 | 7.48 | 0.10709 | 0 | 34.6133
0.75318 | 0 | 0 | 0.75318 | 23.8533 | 47.7067 | 0.99999 | 0 | 7.48 | 0.10709 | 0 | 46.9535
15.2592 | 0 | 0 | 15.2592 | 26.28 | 52.56 | 0.99999 | 0 | 7.48 | 0.10709 | 0 | 37.3008
16.6971 | 0 | 0 | 16.6971 | 29.44 | 58.88 | 0.99999 | 0 | 7.48 | 0.10709 | 0 | 42.1829
38.1773 | 0 | 0 | 38.1773 | 32.48 | 64.96 | 0.99999 | 0 | 7.48 | 0.10709 | 0 | 26.7827
48.0664 | 0 | 0 | 48.0664 | 32.88 | 65.76 | 0.99999 | 0 | 7.48 | 0.12502 | 0 | 17.6936
55.7253 | 0 | 0 | 55.7253 | 34.6 | 69.2 | 0.99999 | 0 | 7.48 | 0.12502 | 0 | 13.4747
17.5676 | 0 | 0 | 17.5676 | 27.68 | 55.36 | 0.99999 | 0 | 7.48 | 0.12502 | 0 | 37.7924
3.7854 | 0 | 0 | 3.7854 | 25.88 | 51.76 | 0.99999 | 0 | 12.23 | 0.12502 | 0 | 47.9746
28.4447 | 0 | 0 | 28.4447 | 25.48 | 50.96 | 0.99999 | 0 | 12.23 | 0.12502 | 0 | 22.5153
13.2833 | 0 | 0 | 13.2833 | 24.84 | 49.68 | 0.99999 | 0 | 12.23 | 0.12502 | 0 | 36.3967
2.0932 | 0 | 0 | 2.0932 | 24.76 | 49.52 | 0.99999 | 0 | 12.23 | 0.12502 | 0 | 47.4268
0 | 0 | 0 | 0 | 26.68 | 53.36 | 0.99999 | 0 | 7.48 | 0.12502 | 0 | 53.36
0 | 0 | 0 | 0 | 29.44 | 58.88 | 0.99999 | 0 | 7.48 | 0.12502 | 0 | 58.88
0 | 0 | 0 | 0 | 30.48 | 60.96 | 0.2 | 2.1372 | 7.48 | 0.12502 | 0 | 58.8228
0 | 0 | 0 | 0 | 29.16 | 58.32 | 0.41526 | 0 | 7.48 | 0.10709 | 0.64 | 58.32
0 | 0 | 0 | 0 | 26.96 | 53.92 | 0.99999 | 0 | 7.48 | 0.10709 | 1.7385 | 53.92
0 | 0 | 0 | 0 | 21.52 | 43.04 | 0.99999 | 0 | 7.48 | 0.10709 | 0 | 43.04
0 | 0 | 0 | 0 | 15.2 | 30.4 | 0.99999 | 0 | 7.48 | 0.10709 | 0 | 30.4
0 | 0 | 0 | 0 | 14.16 | 28.32 | 0.99999 | 0 | 7.48 | 0.10709 | 0 | 28.32
0 | 0 | 0 | 0 | 13.04 | 26.08 | 0.99999 | 0 | 7.48 | 0.10709 | 0 | 26.08
0 | 0 | 0 | 0 | 13.84 | 27.68 | 0.99999 | 0 | 7.48 | 0.10709 | 0 | 27.68
0 | 0 | 0 | 0 | 14.24 | 28.48 | 0.99999 | 0 | 7.48 | 0.10709 | 0 | 28.48
0 | 0 | 0 | 0 | 16.04 | 32.08 | 0.99999 | 0 | 7.48 | 0.10709 | 0 | 32.08
0 | 0 | 0 | 0 | 18.68 | 37.36 | 0.99999 | 0 | 7.48 | 0.10709 | 0 | 37.36
0 | 0 | 0 | 0 | 24.68 | 49.36 | 0.99999 | 0 | 7.48 | 0.10709 | 0 | 49.36
6.1624 | 0 | 0 | 6.1624 | 27 | 54 | 0.99999 | 0 | 7.48 | 0.10709 | 0 | 47.8376
22.2334 | 0 | 0 | 22.2334 | 27.04 | 54.08 | 0.99999 | 0 | 7.48 | 0.10709 | 0 | 31.8466
26.4786 | 0 | 0 | 26.4786 | 29.96 | 59.92 | 0.99999 | 0 | 7.48 | 0.10709 | 0 | 33.4414
54.2874 | 0 | 0 | 54.2874 | 35.32 | 70.64 | 0.99999 | 0 | 7.48 | 0.12502 | 0 | 16.3526
56.8991 | 0 | 0 | 56.8991 | 33.36 | 66.72 | 0.99999 | 0 | 7.48 | 0.12502 | 0 | 9.8209
54.8059 | 0 | 0 | 54.8059 | 29.56 | 59.12 | 0.99999 | 0 | 7.48 | 0.12502 | 0 | 4.3141
47.098 | 0 | 0 | 47.098 | 27.72 | 55.44 | 0.99999 | 0 | 12.23 | 0.12502 | 0 | 8.342
31.2422 | 0 | 0 | 31.2422 | 28.16 | 56.32 | 0.99999 | 0 | 12.23 | 0.12502 | 0 | 25.0778
11.9628 | 0 | 0 | 11.9628 | 27.8 | 55.6 | 0.99999 | 0 | 12.23 | 0.12502 | 0 | 43.6372
2.5628 | 0 | 0 | 2.5628 | 28.96 | 57.92 | 0.34973 | 1.7372 | 12.23 | 0.12502 | 0 | 53.62
0 | 0 | 0 | 0 | 29.68 | 59.36 | 0.2 | 0.4 | 7.48 | 0.12502 | 0 | 58.96
0 | 0 | 0 | 0 | 29.48 | 58.96 | 0.2 | 0 | 7.48 | 0.12502 | 0 | 58.96
0 | 0 | 0 | 0 | 28.68 | 57.36 | 0.2 | 0 | 7.48 | 0.12502 | 0 | 57.36
0 | 0 | 0 | 0 | 27.04 | 54.08 | 0.95833 | 0 | 7.48 | 0.10709 | 2.2546 | 54.08
0 | 0 | 0 | 0 | 25.48 | 50.96 | 0.99999 | 0 | 7.48 | 0.10709 | 0.12386 | 50.96
0 | 0 | 0 | 0 | 18.56 | 37.12 | 0.99999 | 0 | 7.48 | 0.10709 | 0 | 37.12
0 | 0 | 0 | 0 | 15.04 | 30.08 | 0.99999 | 0 | 7.48 | 0.10709 | 0 | 30.08
0 | 0 | 0 | 0 | 13.44 | 26.88 | 0.99999 | 0 | 7.48 | 0.10709 | 0 | 26.88
0 | 0 | 0 | 0 | 12.84 | 25.68 | 0.99999 | 0 | 7.48 | 0.10709 | 0 | 25.68
0 | 0 | 0 | 0 | 13.44 | 26.88 | 0.99999 | 0 | 7.48 | 0.10709 | 0 | 26.88
0 | 0 | 0 | 0 | 14.28 | 28.56 | 0.99999 | 0 | 7.48 | 0.10709 | 0 | 28.56
0 | 0 | 0 | 0 | 14.84 | 29.68 | 0.99999 | 0 | 7.48 | 0.10709 | 0 | 29.68
0 | 0 | 0 | 0 | 17.48 | 34.96 | 0.99999 | 0 | 7.48 | 0.10709 | 0 | 34.96
0 | 0 | 0 | 0 | 24.2 | 48.4 | 0.99999 | 0 | 7.48 | 0.10709 | 0 | 48.4
5.5559 | 0 | 0 | 5.5559 | 26.68 | 53.36 | 0.99999 | 0 | 7.48 | 0.10709 | 0 | 47.8041
14.7016 | 0 | 0 | 14.7016 | 27.8 | 55.6 | 0.99999 | 0 | 7.48 | 0.10709 | 0 | 40.8984
33.2669 | 0 | 0 | 33.2669 | 30.2 | 60.4 | 0.99999 | 0 | 7.48 | 0.10709 | 0 | 27.1331
29.4424 | 0 | 0 | 29.4424 | 31.12 | 62.24 | 0.99999 | 0 | 7.48 | 0.12502 | 0 | 32.7976
51.7736 | 0 | 0 | 51.7736 | 35.36 | 70.72 | 0.99999 | 0 | 7.48 | 0.12502 | 0 | 18.9464
42.5692 | 0 | 0 | 42.5692 | 35.28 | 70.56 | 0.99999 | 0 | 7.48 | 0.12502 | 0 | 27.9908
31.7312 | 0 | 0 | 31.7312 | 33.92 | 67.84 | 0.99999 | 0 | 12.23 | 0.12502 | 0 | 36.1088
20.3358 | 0 | 0 | 20.3358 | 29.92 | 59.84 | 0.99999 | 0 | 12.23 | 0.12502 | 0 | 39.5042
9.6739 | 0 | 0 | 9.6739 | 26.72 | 53.44 | 0.99999 | 0 | 12.23 | 0.12502 | 0 | 43.7661
0.99772 | 0 | 0 | 0.99772 | 26.88 | 53.76 | 0.99999 | 0 | 12.23 | 0.12502 | 0 | 52.7623
0 | 0 | 0 | 0 | 27.6 | 55.2 | 0.99999 | 0 | 7.48 | 0.12502 | 0 | 55.2
0 | 0 | 0 | 0 | 28.08 | 56.16 | 0.99999 | 0 | 7.48 | 0.12502 | 0 | 56.16
0 | 0 | 0 | 0 | 27.36 | 54.72 | 0.2 | 2.1372 | 7.48 | 0.12502 | 0 | 52.5828
0 | 0 | 0 | 0 | 26.84 | 53.68 | 0.95833 | 0 | 7.48 | 0.10709 | 2.2546 | 53.68
0 | 0 | 0 | 0 | 27.08 | 54.16 | 0.99999 | 0 | 7.48 | 0.10709 | 0.12386 | 54.16
0 | 0 | 0 | 0 | 20.68 | 41.36 | 0.99999 | 0 | 7.48 | 0.10709 | 0 | 41.36
0 | 0 | 0 | 0 | 13.4 | 26.8 | 0.99999 | 0 | 7.48 | 0.10709 | 0 | 26.8
0 | 0 | 0 | 0 | 11.96 | 23.92 | 0.99999 | 0 | 7.48 | 0.10709 | 0 | 23.92
0 | 0 | 0 | 0 | 11.6 | 23.2 | 0.99999 | 0 | 7.48 | 0.10709 | 0 | 23.2
0 | 0 | 0 | 0 | 13.44 | 26.88 | 0.99999 | 0 | 7.48 | 0.10709 | 0 | 26.88
0 | 0 | 0 | 0 | 15.32 | 30.64 | 0.99999 | 0 | 7.48 | 0.10709 | 0 | 30.64
0 | 0 | 0 | 0 | 14.36 | 28.72 | 0.99999 | 0 | 7.48 | 0.10709 | 0 | 28.72
0 | 0 | 0 | 0 | 16.68 | 33.36 | 0.99999 | 0 | 7.48 | 0.10709 | 0 | 33.36
0.41082 | 0 | 0 | 0.41082 | 24.8 | 49.6 | 0.99999 | 0 | 7.48 | 0.10709 | 0 | 49.1892
7.522 | 0 | 0 | 7.522 | 26.52 | 53.04 | 0.99999 | 0 | 7.48 | 0.10709 | 0 | 45.518
11.865 | 0 | 0 | 11.865 | 28.56 | 57.12 | 0.99999 | 0 | 7.48 | 0.10709 | 0 | 45.255
5.3994 | 0 | 0 | 5.3994 | 28.76 | 57.52 | 0.99999 | 0 | 7.48 | 0.10709 | 0 | 52.1206
11.1314 | 0 | 0 | 11.1314 | 32.76 | 65.52 | 0.99999 | 0 | 7.48 | 0.12502 | 0 | 54.3886
12.4812 | 0 | 0 | 12.4812 | 31 | 62 | 0.99999 | 0 | 7.48 | 0.12502 | 0 | 49.5188
7.1796 | 0 | 0 | 7.1796 | 28 | 56 | 0.99999 | 0 | 7.48 | 0.12502 | 0 | 48.8204
11.7769 | 0 | 0 | 11.7769 | 25.2 | 50.4 | 0.99999 | 0 | 12.23 | 0.12502 | 0 | 38.6231
11.1901 | 0 | 0 | 11.1901 | 24.84 | 49.68 | 0.99999 | 0 | 12.23 | 0.12502 | 0 | 38.4899
10.9846 | 0 | 0 | 10.9846 | 24.52 | 49.04 | 0.99999 | 0 | 12.23 | 0.12502 | 0 | 38.0554
3.7072 | 0 | 0 | 3.7072 | 24.08 | 48.16 | 0.99999 | 0 | 12.23 | 0.12502 | 0 | 44.4528
0 | 0 | 0 | 0 | 26.72 | 53.44 | 0.99999 | 0 | 7.48 | 0.12502 | 0 | 53.44
0 | 0 | 0 | 0 | 26.72 | 53.44 | 0.99999 | 0 | 7.48 | 0.12502 | 0 | 53.44
0 | 0 | 0 | 0 | 27.28 | 54.56 | 0.2 | 2.1372 | 7.48 | 0.12502 | 0 | 52.4228
0 | 0 | 0 | 0 | 27 | 54 | 0.2 | 0 | 7.48 | 0.10709 | 0 | 54
0 | 0 | 0 | 0 | 26.44 | 52.88 | 0.2 | 0 | 7.48 | 0.10709 | 0 | 52.88
0 | 0 | 0 | 0 | 23.72 | 47.44 | 0.2 | 0 | 7.48 | 0.10709 | 0 | 47.44
0 | 0 | 0 | 0 | 17.2 | 34.4 | 0.2 | 0 | 7.48 | 0.10709 | 0 | 34.4
0 | 0 | 0 | 0 | 15.2 | 30.4 | 0.2 | 0 | 7.48 | 0.10709 | 0 | 30.4
0 | 0 | 0 | 0 | 15.84 | 31.68 | 0.2 | 0 | 7.48 | 0.10709 | 0 | 31.68
0 | 0 | 0 | 0 | 16.88 | 33.76 | 0.2 | 0 | 7.48 | 0.10709 | 0 | 33.76
0 | 0 | 0 | 0 | 16.88 | 33.76 | 0.2 | 0 | 7.48 | 0.10709 | 0 | 33.76
0 | 0 | 0 | 0 | 15.12 | 30.24 | 0.2 | 0 | 7.48 | 0.10709 | 0 | 30.24
0 | 0 | 0 | 0 | 16.28 | 32.56 | 0.2 | 0 | 7.48 | 0.10709 | 0 | 32.56
0 | 0 | 0 | 0 | 23.4 | 46.8 | 0.2 | 0 | 7.48 | 0.10709 | 0 | 46.8
0 | 0 | 0 | 0 | 23.08 | 46.16 | 0.2 | 0 | 7.48 | 0.10709 | 0 | 46.16
1.5259 | 0 | 0 | 1.5259 | 23.2 | 46.4 | 0.2 | 0 | 7.48 | 0.10709 | 0 | 44.8741
13.0094 | 0 | 0 | 13.0094 | 21.12 | 42.24 | 0.2 | 0 | 7.48 | 0.10709 | 0 | 29.2306
23.3191 | 0 | 0 | 23.3191 | 21.72 | 43.44 | 0.2 | 0 | 7.48 | 0.10709 | 0 | 20.1209
10.8868 | 0 | 0 | 10.8868 | 23.8 | 47.6 | 0.2 | 0 | 7.48 | 0.10709 | 0 | 36.7132
2.1519 | 0 | 0 | 2.1519 | 25 | 50 | 0.2 | 0 | 7.48 | 0.10709 | 0 | 47.8481
6.6612 | 0 | 0 | 6.6612 | 24.04 | 48.08 | 0.2 | 0 | 7.48 | 0.10709 | 0 | 41.4188
15.357 | 0 | 0 | 15.357 | 23.32 | 46.64 | 0.2 | 0 | 7.48 | 0.10709 | 0 | 31.283
11.9237 | 0 | 0 | 11.9237 | 23.56 | 47.12 | 0.2 | 0 | 7.48 | 0.10709 | 0 | 35.1963
0.99772 | 0 | 0 | 0.99772 | 26.08 | 52.16 | 0.2 | 0 | 7.48 | 0.10709 | 0 | 51.1623
0 | 0 | 0 | 0 | 25.84 | 51.68 | 0.2 | 0 | 7.48 | 0.10709 | 0 | 51.68
0 | 0 | 0 | 0 | 25.56 | 51.12 | 0.2 | 0 | 7.48 | 0.10709 | 0 | 51.12
0 | 0 | 0 | 0 | 25.88 | 51.76 | 0.2 | 0 | 7.48 | 0.10709 | 0 | 51.76
0 | 0 | 0 | 0 | 21.84 | 43.68 | 0.2 | 0 | 7.48 | 0.10709 | 0 | 43.68
0 | 0 | 0 | 0 | 18.56 | 37.12 | 0.2 | 0 | 7.48 | 0.10709 | 0 | 37.12
0 | 0 | 0 | 0 | 17.8 | 35.6 | 0.2 | 0 | 7.48 | 0.10709 | 0 | 35.6
0 | 0 | 0 | 0 | 12.92 | 25.84 | 0.2 | 0 | 7.48 | 0.10709 | 0 | 25.84
0 | 0 | 0 | 0 | 10.88 | 21.76 | 0.2 | 0 | 7.48 | 0.10709 | 0 | 21.76
0 | 0 | 0 | 0 | 12.08 | 24.16 | 0.2 | 0 | 7.48 | 0.10709 | 0 | 24.16
0 | 0 | 0 | 0 | 13.04 | 26.08 | 0.2 | 0 | 7.48 | 0.10709 | 0 | 26.08
0 | 0 | 0 | 0 | 13.72 | 27.44 | 0.2 | 0 | 7.48 | 0.10709 | 0 | 27.44
0 | 0 | 0 | 0 | 13.96 | 27.92 | 0.2 | 0 | 7.48 | 0.10709 | 0 | 27.92
0 | 0 | 0 | 0 | 15.16 | 30.32 | 0.2 | 0 | 7.48 | 0.10709 | 0 | 30.32
0 | 0 | 0 | 0 | 17.48 | 34.96 | 0.2 | 0 | 7.48 | 0.10709 | 0 | 34.96
14.7407 | 0 | 0 | 14.7407 | 23 | 46 | 0.2 | 0 | 7.48 | 0.10709 | 0 | 31.2593
31.6041 | 0 | 0 | 31.6041 | 22.84 | 45.68 | 0.2 | 0 | 7.48 | 0.10709 | 0 | 14.0759
44.5842 | 0 | 0 | 44.5842 | 22.4 | 44.8 | 0.2 | 0 | 7.48 | 0.10709 | 0 | 0.21583
54.0331 | 2.2546 | 7.6185 | 44.16 | 22.08 | 44.16 | 0.95833 | 0 | 7.48 | 0.10709 | 0 | 0
56.6742 | 0.12386 | 11.9103 | 44.64 | 22.32 | 44.64 | 0.99999 | 0 | 7.48 | 0.10709 | 0 | 0
54.5124 | 0 | 8.5924 | 45.92 | 22.96 | 45.92 | 0.99999 | 0 | 7.48 | 0.10709 | 0 | 0
32.6996 | 0 | 0 | 32.6996 | 23.28 | 46.56 | 0.99999 | 0 | 7.48 | 0.10709 | 0 | 13.8604
36.4948 | 0 | 0 | 36.4948 | 22.28 | 44.56 | 0.99999 | 0 | 7.48 | 0.10709 | 0 | 8.0651
19.7 | 0 | 0 | 19.7 | 22.92 | 45.84 | 0.99999 | 0 | 7.48 | 0.10709 | 0 | 26.14
3.6485 | 0 | 0 | 3.6485 | 24.88 | 49.76 | 0.99999 | 0 | 7.48 | 0.10709 | 0 | 46.1115
0 | 0 | 0 | 0 | 26.64 | 53.28 | 0.99999 | 0 | 7.48 | 0.10709 | 0 | 53.28
0 | 0 | 0 | 0 | 22.72 | 45.44 | 0.99999 | 0 | 7.48 | 0.10709 | 0 | 45.44
0 | 0 | 0 | 0 | 23.04 | 46.08 | 0.99999 | 0 | 7.48 | 0.10709 | 0 | 46.08
0 | 0 | 0 | 0 | 23.16 | 46.32 | 0.99999 | 0 | 7.48 | 0.10709 | 0 | 46.32
0 | 0 | 0 | 0 | 23.48 | 46.96 | 0.99999 | 0 | 7.48 | 0.10709 | 0 | 46.96
0 | 0 | 0 | 0 | 20.08 | 40.16 | 0.99999 | 0 | 7.48 | 0.10709 | 0 | 40.16
0 | 0 | 0 | 0 | 15.56 | 31.12 | 0.99999 | 0 | 7.48 | 0.10709 | 0 | 31.12
0 | 0 | 0 | 0 | 13.52 | 27.04 | 0.99999 | 0 | 7.48 | 0.10709 | 0 | 27.04
0 | 0 | 0 | 0 | 13.08 | 26.16 | 0.99999 | 0 | 7.48 | 0.10709 | 0 | 26.16
0 | 0 | 0 | 0 | 12.84 | 25.68 | 0.99999 | 0 | 7.48 | 0.10709 | 0 | 25.68
0 | 0 | 0 | 0 | 13.76 | 27.52 | 0.99999 | 0 | 7.48 | 0.10709 | 0 | 27.52
0 | 0 | 0 | 0 | 14.32 | 28.64 | 0.99999 | 0 | 7.48 | 0.10709 | 0 | 28.64
0 | 0 | 0 | 0 | 16.08 | 32.16 | 0.99999 | 0 | 7.48 | 0.10709 | 0 | 32.16
0 | 0 | 0 | 0 | 16.72 | 33.44 | 0.99999 | 0 | 7.48 | 0.10709 | 0 | 33.44
16.2764 | 0 | 0 | 16.2764 | 18.44 | 36.88 | 0.99999 | 0 | 7.48 | 0.10709 | 0 | 20.6036
34.5777 | 0 | 0 | 34.5777 | 23.36 | 46.72 | 0.2897 | 1.8976 | 7.48 | 0.10709 | 0 | 10.2447
47.4404 | 0 | 0 | 47.4404 | 23.84 | 47.68 | 0.2 | 0.23963 | 7.48 | 0.10709 | 0 | 0
53.7397 | 2.2546 | 4.285 | 47.2 | 23.6 | 47.2 | 0.95833 | 0 | 7.48 | 0.12502 | 0 | 0
54.4831 | 0.12386 | 7.6392 | 46.72 | 23.36 | 46.72 | 0.99999 | 0 | 7.48 | 0.12502 | 0 | 0
52.3115 | 2.2546 | 0 | 50.0569 | 22.36 | 44.72 | 0.99999 | 2.0259 | 7.48 | 0.12502 | 0 | 0
45.4938 | 0 | 0.45385 | 45.04 | 22.52 | 45.04 | 0.99999 | 0 | 12.23 | 0.12502 | 0 | 0
34.6559 | 0 | 0 | 34.6559 | 21.68 | 43.36 | 0.99999 | 0 | 12.23 | 0.12502 | 0 | 8.7041
19.0837 | 0 | 0 | 19.0837 | 21.32 | 42.64 | 0.99999 | 0 | 12.23 | 0.12502 | 0 | 23.5563
3.5311 | 0 | 0 | 3.5311 | 22.28 | 44.56 | 0.99999 | 0 | 12.23 | 0.12502 | 0 | 41.0289
0 | 0 | 0 | 0 | 23.16 | 46.32 | 0.99999 | 0 | 7.48 | 0.12502 | 0 | 46.32
0 | 0 | 0 | 0 | 20.6 | 41.2 | 0.99999 | 0 | 7.48 | 0.12502 | 0 | 41.2
0 | 0 | 0 | 0 | 18.2 | 36.4 | 0.2 | 2.1372 | 7.48 | 0.12502 | 0 | 34.2628
0 | 0 | 0 | 0 | 17.2 | 34.4 | 0.95833 | 0 | 7.48 | 0.10709 | 2.2546 | 34.4
0 | 0 | 0 | 0 | 17.36 | 34.72 | 0.99999 | 0 | 7.48 | 0.10709 | 0.12386 | 34.72
0 | 0 | 0 | 0 | 17.28 | 34.56 | 0.99999 | 0 | 7.48 | 0.10709 | 0 | 34.56
0 | 0 | 0 | 0 | 14.92 | 29.84 | 0.99999 | 0 | 7.48 | 0.10709 | 0 | 29.84
0 | 0 | 0 | 0 | 15.88 | 31.76 | 0.99999 | 0 | 7.48 | 0.10709 | 0 | 31.76
0 | 0 | 0 | 0 | 13.32 | 26.64 | 0.99999 | 0 | 7.48 | 0.10709 | 0 | 26.64
0 | 0 | 0 | 0 | 13.04 | 26.08 | 0.99999 | 0 | 7.48 | 0.10709 | 0 | 26.08
0 | 0 | 0 | 0 | 13.76 | 27.52 | 0.99999 | 0 | 7.48 | 0.10709 | 0 | 27.52
0 | 0 | 0 | 0 | 14.92 | 29.84 | 0.99999 | 0 | 7.48 | 0.10709 | 0 | 29.84
0 | 0 | 0 | 0 | 17.68 | 35.36 | 0.99999 | 0 | 7.48 | 0.10709 | 0 | 35.36
0 | 0 | 0 | 0 | 24.44 | 48.88 | 0.99999 | 0 | 7.48 | 0.10709 | 0 | 48.88
15.7385 | 0 | 0 | 15.7385 | 27.72 | 55.44 | 0.99999 | 0 | 7.48 | 0.10709 | 0 | 39.7015
33.2865 | 0 | 0 | 33.2865 | 29.64 | 59.28 | 0.99999 | 0 | 7.48 | 0.10709 | 0 | 25.9935
44.7602 | 0 | 0 | 44.7602 | 27.6 | 55.2 | 0.99999 | 0 | 7.48 | 0.10709 | 0 | 10.4398
50.3553 | 0 | 0 | 50.3553 | 28.56 | 57.12 | 0.99999 | 0 | 7.48 | 0.12502 | 0 | 6.7647
52.605 | 0 | 0 | 52.605 | 34.24 | 68.48 | 0.99999 | 0 | 7.48 | 0.12502 | 0 | 15.875
52.204 | 0 | 0 | 52.204 | 33.92 | 67.84 | 0.99999 | 0 | 7.48 | 0.12502 | 0 | 15.636
45.6895 | 0 | 0 | 45.6895 | 26.24 | 52.48 | 0.99999 | 0 | 12.23 | 0.12502 | 0 | 6.7905
34.5581 | 0 | 0 | 34.5581 | 25.4 | 50.8 | 0.99999 | 0 | 12.23 | 0.12502 | 0 | 16.2419
18.9664 | 0 | 0 | 18.9664 | 25.68 | 51.36 | 0.99999 | 0 | 12.23 | 0.12502 | 0 | 32.3936
3.5018 | 0 | 0 | 3.5018 | 27.32 | 54.64 | 0.99999 | 0 | 12.23 | 0.12502 | 0 | 51.1382
0 | 0 | 0 | 0 | 28.12 | 56.24 | 0.99999 | 0 | 7.48 | 0.12502 | 0 | 56.24
0 | 0 | 0 | 0 | 28.44 | 56.88 | 0.99999 | 0 | 7.48 | 0.12502 | 0 | 56.88
0 | 0 | 0 | 0 | 29.48 | 58.96 | 0.2 | 2.1372 | 7.48 | 0.12502 | 0 | 56.8228
0 | 0 | 0 | 0 | 27.92 | 55.84 | 0.95833 | 0 | 7.48 | 0.10709 | 2.2546 | 55.84
0 | 0 | 0 | 0 | 27.28 | 54.56 | 0.99999 | 0 | 7.48 | 0.10709 | 0.12386 | 54.56
0 | 0 | 0 | 0 | 23.4 | 46.8 | 0.99999 | 0 | 7.48 | 0.10709 | 0 | 46.8
0 | 0 | 0 | 0 | 15.08 | 30.16 | 0.99999 | 0 | 7.48 | 0.10709 | 0 | 30.16
0 | 0 | 0 | 0 | 14.08 | 28.16 | 0.99999 | 0 | 7.48 | 0.10709 | 0 | 28.16
0 | 0 | 0 | 0 | 13.84 | 27.68 | 0.99999 | 0 | 7.48 | 0.10709 | 0 | 27.68
0 | 0 | 0 | 0 | 13.56 | 27.12 | 0.99999 | 0 | 7.48 | 0.10709 | 0 | 27.12
0 | 0 | 0 | 0 | 14.04 | 28.08 | 0.99999 | 0 | 7.48 | 0.10709 | 0 | 28.08
0 | 0 | 0 | 0 | 14.8 | 29.6 | 0.99999 | 0 | 7.48 | 0.10709 | 0 | 29.6
0 | 0 | 0 | 0 | 17.08 | 34.16 | 0.99999 | 0 | 7.48 | 0.10709 | 0 | 34.16
0 | 0 | 0 | 0 | 24.56 | 49.12 | 0.99999 | 0 | 7.48 | 0.10709 | 0 | 49.12
15.4939 | 0 | 0 | 15.4939 | 26.28 | 52.56 | 0.99999 | 0 | 7.48 | 0.10709 | 0 | 37.0661
32.6116 | 0 | 0 | 32.6116 | 27.52 | 55.04 | 0.99999 | 0 | 7.48 | 0.10709 | 0 | 22.4284
44.7505 | 0 | 0 | 44.7505 | 28.92 | 57.84 | 0.99999 | 0 | 7.48 | 0.10709 | 0 | 13.0895
51.0204 | 0 | 0 | 51.0204 | 32.16 | 64.32 | 0.99999 | 0 | 7.48 | 0.12502 | 0 | 13.2996
51.7149 | 0 | 0 | 51.7149 | 33.76 | 67.52 | 0.99999 | 0 | 7.48 | 0.12502 | 0 | 15.8051
49.6216 | 0 | 0 | 49.6216 | 31.76 | 63.52 | 0.99999 | 0 | 7.48 | 0.12502 | 0 | 13.8984
43.3321 | 0 | 0 | 43.3321 | 25.96 | 51.92 | 0.99999 | 0 | 12.23 | 0.12502 | 0 | 8.5879
32.8757 | 0 | 0 | 32.8757 | 25.32 | 50.64 | 0.99999 | 0 | 12.23 | 0.12502 | 0 | 17.7643
18.0762 | 0 | 0 | 18.0762 | 24.28 | 48.56 | 0.99999 | 0 | 12.23 | 0.12502 | 0 | 30.4838
3.1986 | 0 | 0 | 3.1986 | 25.52 | 51.04 | 0.99999 | 0 | 12.23 | 0.12502 | 0 | 47.8414
0 | 0 | 0 | 0 | 26.56 | 53.12 | 0.99999 | 0 | 7.48 | 0.12502 | 0 | 53.12
0 | 0 | 0 | 0 | 27.48 | 54.96 | 0.99999 | 0 | 7.48 | 0.12502 | 0 | 54.96
0 | 0 | 0 | 0 | 27.68 | 55.36 | 0.2 | 2.1372 | 7.48 | 0.12502 | 0 | 53.2228
0 | 0 | 0 | 0 | 26.64 | 53.28 | 0.95833 | 0 | 7.48 | 0.10709 | 2.2546 | 53.28
0 | 0 | 0 | 0 | 24.56 | 49.12 | 0.99999 | 0 | 7.48 | 0.10709 | 0.12386 | 49.12
0 | 0 | 0 | 0 | 23.92 | 47.84 | 0.99999 | 0 | 7.48 | 0.10709 | 0 | 47.84
0 | 0 | 0 | 0 | 17.04 | 34.08 | 0.99999 | 0 | 7.48 | 0.10709 | 0 | 34.08
0 | 0 | 0 | 0 | 14.88 | 29.76 | 0.99999 | 0 | 7.48 | 0.10709 | 0 | 29.76
0 | 0 | 0 | 0 | 14.68 | 29.36 | 0.99999 | 0 | 7.48 | 0.10709 | 0 | 29.36
0 | 0 | 0 | 0 | 16.76 | 33.52 | 0.99999 | 0 | 7.48 | 0.10709 | 0 | 33.52
0 | 0 | 0 | 0 | 18.48 | 36.96 | 0.99999 | 0 | 7.48 | 0.10709 | 0 | 36.96
0 | 0 | 0 | 0 | 19.12 | 38.24 | 0.99999 | 0 | 7.48 | 0.10709 | 0 | 38.24
0 | 0 | 0 | 0 | 15.68 | 31.36 | 0.99999 | 0 | 7.48 | 0.10709 | 0 | 31.36
0 | 0 | 0 | 0 | 21.96 | 43.92 | 0.99999 | 0 | 7.48 | 0.10709 | 0 | 43.92
15.1418 | 0 | 0 | 15.1418 | 25.72 | 51.44 | 0.99999 | 0 | 7.48 | 0.10709 | 0 | 36.2982
32.8659 | 0 | 0 | 32.8659 | 26.68 | 53.36 | 0.99999 | 0 | 7.48 | 0.10709 | 0 | 20.4941
46.8828 | 0 | 0 | 46.8828 | 28.76 | 57.52 | 0.99999 | 0 | 7.48 | 0.10709 | 0 | 10.6372
55.7742 | 0 | 0 | 55.7742 | 31.08 | 62.16 | 0.99999 | 0 | 7.48 | 0.12502 | 0 | 6.3858
58.4837 | 0 | 0 | 58.4837 | 32.92 | 65.84 | 0.99999 | 0 | 7.48 | 0.12502 | 0 | 7.3563
56.2829 | 0 | 0 | 56.2829 | 29.8 | 59.6 | 0.99999 | 0 | 7.48 | 0.12502 | 0 | 3.3171
48.9858 | 0 | 0 | 48.9858 | 27.04 | 54.08 | 0.99999 | 0 | 12.23 | 0.12502 | 0 | 5.0941
36.5927 | 0 | 0 | 36.5927 | 25.84 | 51.68 | 0.99999 | 0 | 12.23 | 0.12502 | 0 | 15.0873
19.7293 | 0 | 0 | 19.7293 | 25.32 | 50.64 | 0.99999 | 0 | 12.23 | 0.12502 | 0 | 30.9107
3.4627 | 0 | 0 | 3.4627 | 25.84 | 51.68 | 0.99999 | 0 | 12.23 | 0.12502 | 0 | 48.2173
0 | 0 | 0 | 0 | 27.6 | 55.2 | 0.99999 | 0 | 7.48 | 0.12502 | 0 | 55.2
0 | 0 | 0 | 0 | 28.4 | 56.8 | 0.99999 | 0 | 7.48 | 0.12502 | 0 | 56.8
0 | 0 | 0 | 0 | 27.36 | 54.72 | 0.2 | 2.1372 | 7.48 | 0.12502 | 0 | 52.5828
0 | 0 | 0 | 0 | 25.6 | 51.2 | 0.95833 | 0 | 7.48 | 0.10709 | 2.2546 | 51.2
0 | 0 | 0 | 0 | 25.48 | 50.96 | 0.99999 | 0 | 7.48 | 0.10709 | 0.12386 | 50.96
0 | 0 | 0 | 0 | 22.76 | 45.52 | 0.99999 | 0 | 7.48 | 0.10709 | 0 | 45.52
0 | 0 | 0 | 0 | 19.52 | 39.04 | 0.99999 | 0 | 7.48 | 0.10709 | 0 | 39.04
0 | 0 | 0 | 0 | 18.32 | 36.64 | 0.99999 | 0 | 7.48 | 0.10709 | 0 | 36.64
0 | 0 | 0 | 0 | 18.32 | 36.64 | 0.99999 | 0 | 7.48 | 0.10709 | 0 | 36.64
0 | 0 | 0 | 0 | 17.88 | 35.76 | 0.99999 | 0 | 7.48 | 0.10709 | 0 | 35.76
0 | 0 | 0 | 0 | 18.64 | 37.28 | 0.99999 | 0 | 7.48 | 0.10709 | 0 | 37.28
0 | 0 | 0 | 0 | 16.84 | 33.68 | 0.99999 | 0 | 7.48 | 0.10709 | 0 | 33.68
0 | 0 | 0 | 0 | 16.24 | 32.48 | 0.99999 | 0 | 7.48 | 0.10709 | 0 | 32.48
0 | 0 | 0 | 0 | 23.32 | 46.64 | 0.99999 | 0 | 7.48 | 0.10709 | 0 | 46.64
15.9145 | 0 | 0 | 15.9145 | 27.04 | 54.08 | 0.99999 | 0 | 7.48 | 0.10709 | 0 | 38.1655
33.9517 | 0 | 0 | 33.9517 | 27.88 | 55.76 | 0.99999 | 0 | 7.48 | 0.10709 | 0 | 21.8083
46.9806 | 0 | 0 | 46.9806 | 26.88 | 53.76 | 0.99999 | 0 | 7.48 | 0.10709 | 0 | 6.7794
54.1309 | 0 | 0 | 54.1309 | 31.96 | 63.92 | 0.99999 | 0 | 7.48 | 0.12502 | 0 | 9.7891
55.5395 | 0 | 0 | 55.5395 | 32.04 | 64.08 | 0.99999 | 0 | 7.48 | 0.12502 | 0 | 8.5405
51.5877 | 0 | 0 | 51.5877 | 29.52 | 59.04 | 0.99999 | 0 | 7.48 | 0.12502 | 0 | 7.4523
45.2297 | 0 | 0 | 45.2297 | 27.04 | 54.08 | 0.99999 | 0 | 12.23 | 0.12502 | 0 | 8.8503
34.3136 | 0 | 0 | 34.3136 | 25.36 | 50.72 | 0.99999 | 0 | 12.23 | 0.12502 | 0 | 16.4064
18.8196 | 0 | 0 | 18.8196 | 23.48 | 46.96 | 0.99999 | 0 | 12.23 | 0.12502 | 0 | 28.1404
3.3942 | 0 | 0 | 3.3942 | 25.28 | 50.56 | 0.99999 | 0 | 12.23 | 0.12502 | 0 | 47.1658
0 | 0 | 0 | 0 | 27.56 | 55.12 | 0.99999 | 0 | 7.48 | 0.12502 | 0 | 55.12
0 | 0 | 0 | 0 | 28.32 | 56.64 | 0.99999 | 0 | 7.48 | 0.12502 | 0 | 56.64
0 | 0 | 0 | 0 | 28.48 | 56.96 | 0.2 | 2.1372 | 7.48 | 0.12502 | 0 | 54.8228
0 | 0 | 0 | 0 | 27.28 | 54.56 | 0.2 | 0 | 7.48 | 0.10709 | 0 | 54.56
0 | 0 | 0 | 0 | 26.96 | 53.92 | 0.2 | 0 | 7.48 | 0.10709 | 0 | 53.92
0 | 0 | 0 | 0 | 20.6 | 41.2 | 0.2 | 0 | 7.48 | 0.10709 | 0 | 41.2
0 | 0 | 0 | 0 | 16.04 | 32.08 | 0.2 | 0 | 7.48 | 0.10709 | 0 | 32.08
0 | 0 | 0 | 0 | 14.64 | 29.28 | 0.2 | 0 | 7.48 | 0.10709 | 0 | 29.28
0 | 0 | 0 | 0 | 14.24 | 28.48 | 0.2 | 0 | 7.48 | 0.10709 | 0 | 28.48
0 | 0 | 0 | 0 | 14.12 | 28.24 | 0.2 | 0 | 7.48 | 0.10709 | 0 | 28.24
0 | 0 | 0 | 0 | 14.4 | 28.8 | 0.2 | 0 | 7.48 | 0.10709 | 0 | 28.8
0 | 0 | 0 | 0 | 15.12 | 30.24 | 0.2 | 0 | 7.48 | 0.10709 | 0 | 30.24
0 | 0 | 0 | 0 | 17.32 | 34.64 | 0.2 | 0 | 7.48 | 0.10709 | 0 | 34.64
0 | 0 | 0 | 0 | 24.88 | 49.76 | 0.2 | 0 | 7.48 | 0.10709 | 0 | 49.76
15.1418 | 0 | 0 | 15.1418 | 29.12 | 58.24 | 0.2 | 0 | 7.48 | 0.10709 | 0 | 43.0982
32.8659 | 0 | 0 | 32.8659 | 33.24 | 66.48 | 0.2 | 0 | 7.48 | 0.10709 | 0 | 33.6141
45.8558 | 0 | 0 | 45.8558 | 33.72 | 67.44 | 0.2 | 0 | 7.48 | 0.10709 | 0 | 21.5842
52.742 | 0 | 0 | 52.742 | 34.28 | 68.56 | 0.2 | 0 | 7.48 | 0.10709 | 0 | 15.818
44.3885 | 0 | 0 | 44.3885 | 33.96 | 67.92 | 0.2 | 0 | 7.48 | 0.10709 | 0 | 23.5315
52.5659 | 0 | 0 | 52.5659 | 31.72 | 63.44 | 0.2 | 0 | 7.48 | 0.10709 | 0 | 10.8741
45.7677 | 0 | 0 | 45.7677 | 27.12 | 54.24 | 0.2 | 0 | 7.48 | 0.10709 | 0 | 8.4723
34.6853 | 0 | 0 | 34.6853 | 26.28 | 52.56 | 0.2 | 0 | 7.48 | 0.10709 | 0 | 17.8747
18.8881 | 0 | 0 | 18.8881 | 25.8 | 51.6 | 0.2 | 0 | 7.48 | 0.10709 | 0 | 32.7119
3.2181 | 0 | 0 | 3.2181 | 26.48 | 52.96 | 0.2 | 0 | 7.48 | 0.10709 | 0 | 49.7419
0 | 0 | 0 | 0 | 28 | 56 | 0.2 | 0 | 7.48 | 0.10709 | 0 | 56
0 | 0 | 0 | 0 | 28.08 | 56.16 | 0.2 | 0 | 7.48 | 0.10709 | 0 | 56.16
0 | 0 | 0 | 0 | 27.52 | 55.04 | 0.2 | 0 | 7.48 | 0.10709 | 0 | 55.04
0 | 0 | 0 | 0 | 27.36 | 54.72 | 0.2 | 0 | 7.48 | 0.10709 | 0 | 54.72
0 | 0 | 0 | 0 | 26.8 | 53.6 | 0.2 | 0 | 7.48 | 0.10709 | 0 | 53.6
0 | 0 | 0 | 0 | 21.96 | 43.92 | 0.2 | 0 | 7.48 | 0.10709 | 0 | 43.92
0 | 0 | 0 | 0 | 17.36 | 34.72 | 0.2 | 0 | 7.48 | 0.10709 | 0 | 34.72
0 | 0 | 0 | 0 | 19.44 | 38.88 | 0.2 | 0 | 7.48 | 0.10709 | 0 | 38.88
0 | 0 | 0 | 0 | 19.16 | 38.32 | 0.2 | 0 | 7.48 | 0.10709 | 0 | 38.32
0 | 0 | 0 | 0 | 18.96 | 37.92 | 0.2 | 0 | 7.48 | 0.10709 | 0 | 37.92
0 | 0 | 0 | 0 | 19.4 | 38.8 | 0.2 | 0 | 7.48 | 0.10709 | 0 | 38.8
0 | 0 | 0 | 0 | 20.88 | 41.76 | 0.2 | 0 | 7.48 | 0.10709 | 0 | 41.76
0 | 0 | 0 | 0 | 22.04 | 44.08 | 0.2 | 0 | 7.48 | 0.10709 | 0 | 44.08
0 | 0 | 0 | 0 | 23.4 | 46.8 | 0.2 | 0 | 7.48 | 0.10709 | 0 | 46.8
7.6002 | 0 | 0 | 7.6002 | 24.64 | 49.28 | 0.2 | 0 | 7.48 | 0.10709 | 0 | 41.6798
23.5539 | 0 | 0 | 23.5539 | 24.24 | 48.48 | 0.2 | 0 | 7.48 | 0.10709 | 0 | 24.9261
46.9709 | 0 | 0 | 46.9709 | 23.72 | 47.44 | 0.2 | 0 | 7.48 | 0.10709 | 0 | 0.46914
55.2754 | 2.2546 | 4.7807 | 48.24 | 24.12 | 48.24 | 0.95833 | 0 | 7.48 | 0.10709 | 0 | 0
57.3197 | 0.12386 | 9.8358 | 47.36 | 23.68 | 47.36 | 0.99999 | 0 | 7.48 | 0.10709 | 0 | 0
54.9917 | 0 | 9.0717 | 45.92 | 22.96 | 45.92 | 0.99999 | 0 | 7.48 | 0.10709 | 0 | 0
48.0175 | 0 | 1.7775 | 46.24 | 23.12 | 46.24 | 0.99999 | 0 | 7.48 | 0.10709 | 0 | 0
35.771 | 0 | 0 | 35.771 | 22.24 | 44.48 | 0.99999 | 0 | 7.48 | 0.10709 | 0 | 8.709
19.1229 | 0 | 0 | 19.1229 | 23.52 | 47.04 | 0.99999 | 0 | 7.48 | 0.10709 | 0 | 27.9171
3.0714 | 0 | 0 | 3.0714 | 25.16 | 50.32 | 0.99999 | 0 | 7.48 | 0.10709 | 0 | 47.2486
0 | 0 | 0 | 0 | 26.52 | 53.04 | 0.99999 | 0 | 7.48 | 0.10709 | 0 | 53.04
0 | 0 | 0 | 0 | 24.28 | 48.56 | 0.99999 | 0 | 7.48 | 0.10709 | 0 | 48.56
0 | 0 | 0 | 0 | 24.2 | 48.4 | 0.99999 | 0 | 7.48 | 0.10709 | 0 | 48.4
0 | 0 | 0 | 0 | 23.6 | 47.2 | 0.99999 | 0 | 7.48 | 0.10709 | 0 | 47.2
0 | 0 | 0 | 0 | 23.52 | 47.04 | 0.99999 | 0 | 7.48 | 0.10709 | 0 | 47.04
0 | 0 | 0 | 0 | 18.56 | 37.12 | 0.99999 | 0 | 7.48 | 0.10709 | 0 | 37.12
0 | 0 | 0 | 0 | 13.16 | 26.32 | 0.99999 | 0 | 7.48 | 0.10709 | 0 | 26.32
0 | 0 | 0 | 0 | 11.68 | 23.36 | 0.99999 | 0 | 7.48 | 0.10709 | 0 | 23.36
0 | 0 | 0 | 0 | 13.2 | 26.4 | 0.99999 | 0 | 7.48 | 0.10709 | 0 | 26.4
0 | 0 | 0 | 0 | 13.36 | 26.72 | 0.99999 | 0 | 7.48 | 0.10709 | 0 | 26.72
0 | 0 | 0 | 0 | 13.88 | 27.76 | 0.99999 | 0 | 7.48 | 0.10709 | 0 | 27.76
0 | 0 | 0 | 0 | 14.8 | 29.6 | 0.99999 | 0 | 7.48 | 0.10709 | 0 | 29.6
0 | 0 | 0 | 0 | 16.08 | 32.16 | 0.99999 | 0 | 7.48 | 0.10709 | 0 | 32.16
0 | 0 | 0 | 0 | 18.04 | 36.08 | 0.99999 | 0 | 7.48 | 0.10709 | 0 | 36.08
15.357 | 0 | 0 | 15.357 | 19.56 | 39.12 | 0.99999 | 0 | 7.48 | 0.10709 | 0 | 23.763
33.7756 | 0 | 0 | 33.7756 | 24.32 | 48.64 | 0.91933 | 0.2155 | 7.48 | 0.10709 | 0 | 14.6489
46.6383 | 0 | 0 | 46.6383 | 24.28 | 48.56 | 0.2 | 1.9217 | 7.48 | 0.10709 | 0 | 0
52.9669 | 2.2546 | 1.3523 | 49.36 | 24.68 | 49.36 | 0.95833 | 0 | 7.48 | 0.12502 | 0 | 0
53.3778 | 0.12386 | 6.3739 | 46.88 | 23.44 | 46.88 | 0.99999 | 0 | 7.48 | 0.12502 | 0 | 0
51.1182 | 0 | 6.7982 | 44.32 | 22.16 | 44.32 | 0.99999 | 0 | 7.48 | 0.12502 | 0 | 0
44.8972 | 0 | 0 | 44.8972 | 22.96 | 45.92 | 0.99999 | 0 | 12.23 | 0.12502 | 0 | 1.0228
34.9885 | 0 | 0 | 34.9885 | 22.36 | 44.72 | 0.99999 | 0 | 12.23 | 0.12502 | 0 | 9.7315
19.1327 | 0 | 0 | 19.1327 | 21.96 | 43.92 | 0.99999 | 0 | 12.23 | 0.12502 | 0 | 24.7873
3.179 | 0 | 0 | 3.179 | 23.44 | 46.88 | 0.99999 | 0 | 12.23 | 0.12502 | 0 | 43.701
0 | 0 | 0 | 0 | 23.64 | 47.28 | 0.99999 | 0 | 7.48 | 0.12502 | 0 | 47.28
0 | 0 | 0 | 0 | 22.96 | 45.92 | 0.99999 | 0 | 7.48 | 0.12502 | 0 | 45.92
0 | 0 | 0 | 0 | 22 | 44 | 0.2 | 2.1372 | 7.48 | 0.12502 | 0 | 41.8628
0 | 0 | 0 | 0 | 21.88 | 43.76 | 0.95833 | 0 | 7.48 | 0.10709 | 2.2546 | 43.76
0 | 0 | 0 | 0 | 24.08 | 48.16 | 0.99999 | 0 | 7.48 | 0.10709 | 0.12386 | 48.16
0 | 0 | 0 | 0 | 24.64 | 49.28 | 0.99999 | 0 | 7.48 | 0.10709 | 0 | 49.28
0 | 0 | 0 | 0 | 19.6 | 39.2 | 0.99999 | 0 | 7.48 | 0.10709 | 0 | 39.2
0 | 0 | 0 | 0 | 18.24 | 36.48 | 0.99999 | 0 | 7.48 | 0.10709 | 0 | 36.48
0 | 0 | 0 | 0 | 15.36 | 30.72 | 0.99999 | 0 | 7.48 | 0.10709 | 0 | 30.72
0 | 0 | 0 | 0 | 13.36 | 26.72 | 0.99999 | 0 | 7.48 | 0.10709 | 0 | 26.72
0 | 0 | 0 | 0 | 13.96 | 27.92 | 0.99999 | 0 | 7.48 | 0.10709 | 0 | 27.92
0 | 0 | 0 | 0 | 15.28 | 30.56 | 0.99999 | 0 | 7.48 | 0.10709 | 0 | 30.56
0 | 0 | 0 | 0 | 16.64 | 33.28 | 0.99999 | 0 | 7.48 | 0.10709 | 0 | 33.28
0 | 0 | 0 | 0 | 24.4 | 48.8 | 0.99999 | 0 | 7.48 | 0.10709 | 0 | 48.8
13.8995 | 0 | 0 | 13.8995 | 24.84 | 49.68 | 0.99999 | 0 | 7.48 | 0.10709 | 0 | 35.7805
31.3987 | 0 | 0 | 31.3987 | 29.4 | 58.8 | 0.99999 | 0 | 7.48 | 0.10709 | 0 | 27.4013
44.2222 | 0 | 0 | 44.2222 | 29.32 | 58.64 | 0.99999 | 0 | 7.48 | 0.10709 | 0 | 14.4178
51.578 | 0 | 0 | 51.578 | 30.56 | 61.12 | 0.99999 | 0 | 7.48 | 0.12502 | 0 | 9.542
53.1234 | 0 | 0 | 53.1234 | 33.6 | 67.2 | 0.99999 | 0 | 7.48 | 0.12502 | 0 | 14.0766
51.1573 | 0 | 0 | 51.1573 | 28.88 | 57.76 | 0.99999 | 0 | 7.48 | 0.12502 | 0 | 6.6026
43.5669 | 0 | 0 | 43.5669 | 27.24 | 54.48 | 0.99999 | 0 | 12.23 | 0.12502 | 0 | 10.9131
33.0126 | 0 | 0 | 33.0126 | 26.04 | 52.08 | 0.99999 | 0 | 12.23 | 0.12502 | 0 | 19.0674
17.9882 | 0 | 0 | 17.9882 | 25.68 | 51.36 | 0.99999 | 0 | 12.23 | 0.12502 | 0 | 33.3718
2.866 | 0 | 0 | 2.866 | 25.84 | 51.68 | 0.99999 | 0 | 12.23 | 0.12502 | 0 | 48.814
0 | 0 | 0 | 0 | 27.96 | 55.92 | 0.99999 | 0 | 7.48 | 0.12502 | 0 | 55.92
0 | 0 | 0 | 0 | 28.44 | 56.88 | 0.99999 | 0 | 7.48 | 0.12502 | 0 | 56.88
0 | 0 | 0 | 0 | 29.36 | 58.72 | 0.2 | 2.1372 | 7.48 | 0.12502 | 0 | 56.5828
0 | 0 | 0 | 0 | 27.92 | 55.84 | 0.95833 | 0 | 7.48 | 0.10709 | 2.2546 | 55.84
0 | 0 | 0 | 0 | 25.92 | 51.84 | 0.99999 | 0 | 7.48 | 0.10709 | 0.12386 | 51.84
0 | 0 | 0 | 0 | 20.36 | 40.72 | 0.99999 | 0 | 7.48 | 0.10709 | 0 | 40.72
0 | 0 | 0 | 0 | 15.92 | 31.84 | 0.99999 | 0 | 7.48 | 0.10709 | 0 | 31.84
0 | 0 | 0 | 0 | 14.72 | 29.44 | 0.99999 | 0 | 7.48 | 0.10709 | 0 | 29.44
0 | 0 | 0 | 0 | 14.12 | 28.24 | 0.99999 | 0 | 7.48 | 0.10709 | 0 | 28.24
0 | 0 | 0 | 0 | 14.2 | 28.4 | 0.99999 | 0 | 7.48 | 0.10709 | 0 | 28.4
0 | 0 | 0 | 0 | 14.8 | 29.6 | 0.99999 | 0 | 7.48 | 0.10709 | 0 | 29.6
0 | 0 | 0 | 0 | 15.6 | 31.2 | 0.99999 | 0 | 7.48 | 0.10709 | 0 | 31.2
0 | 0 | 0 | 0 | 17.08 | 34.16 | 0.99999 | 0 | 7.48 | 0.10709 | 0 | 34.16
0 | 0 | 0 | 0 | 23.44 | 46.88 | 0.99999 | 0 | 7.48 | 0.10709 | 0 | 46.88
13.3909 | 0 | 0 | 13.3909 | 26.8 | 53.6 | 0.99999 | 0 | 7.48 | 0.10709 | 0 | 40.2091
30.7824 | 0 | 0 | 30.7824 | 27.04 | 54.08 | 0.99999 | 0 | 7.48 | 0.10709 | 0 | 23.2976
44.2222 | 0 | 0 | 44.2222 | 28.92 | 57.84 | 0.99999 | 0 | 7.48 | 0.10709 | 0 | 13.6178
51.1867 | 0 | 0 | 51.1867 | 28.4 | 56.8 | 0.99999 | 0 | 7.48 | 0.12502 | 0 | 5.6133
52.8006 | 0 | 0 | 52.8006 | 29 | 58 | 0.99999 | 0 | 7.48 | 0.12502 | 0 | 5.1994
49.1032 | 0 | 0 | 49.1032 | 28 | 56 | 0.99999 | 0 | 7.48 | 0.12502 | 0 | 6.8968
43.0974 | 0 | 0 | 43.0974 | 26.52 | 53.04 | 0.99999 | 0 | 12.23 | 0.12502 | 0 | 9.9426
32.4551 | 0 | 0 | 32.4551 | 25.4 | 50.8 | 0.99999 | 0 | 12.23 | 0.12502 | 0 | 18.3449
8.06 | 0 | 0 | 8.06 | 24.88 | 49.76 | 0.99999 | 0 | 12.23 | 0.12502 | 0 | 41.7
0.46951 | 0 | 0 | 0.46951 | 25.68 | 51.36 | 0.99999 | 0 | 12.23 | 0.12502 | 0 | 50.8905
0 | 0 | 0 | 0 | 27.04 | 54.08 | 0.99999 | 0 | 7.48 | 0.12502 | 0 | 54.08
0 | 0 | 0 | 0 | 26.84 | 53.68 | 0.99999 | 0 | 7.48 | 0.12502 | 0 | 53.68
0 | 0 | 0 | 0 | 26.96 | 53.92 | 0.2 | 2.1372 | 7.48 | 0.12502 | 0 | 51.7828
0 | 0 | 0 | 0 | 25.76 | 51.52 | 0.95833 | 0 | 7.48 | 0.10709 | 2.2546 | 51.52
0 | 0 | 0 | 0 | 24.12 | 48.24 | 0.99999 | 0 | 7.48 | 0.10709 | 0.12386 | 48.24
0 | 0 | 0 | 0 | 18.56 | 37.12 | 0.99999 | 0 | 7.48 | 0.10709 | 0 | 37.12
0 | 0 | 0 | 0 | 12.88 | 25.76 | 0.99999 | 0 | 7.48 | 0.10709 | 0 | 25.76
0 | 0 | 0 | 0 | 10.72 | 21.44 | 0.99999 | 0 | 7.48 | 0.10709 | 0 | 21.44
0 | 0 | 0 | 0 | 10.28 | 20.56 | 0.99999 | 0 | 7.48 | 0.10709 | 0 | 20.56
0 | 0 | 0 | 0 | 12.8 | 25.6 | 0.99999 | 0 | 7.48 | 0.10709 | 0 | 25.6
0 | 0 | 0 | 0 | 13.84 | 27.68 | 0.99999 | 0 | 7.48 | 0.10709 | 0 | 27.68
0 | 0 | 0 | 0 | 14.48 | 28.96 | 0.99999 | 0 | 7.48 | 0.10709 | 0 | 28.96
0 | 0 | 0 | 0 | 15.08 | 30.16 | 0.99999 | 0 | 7.48 | 0.10709 | 0 | 30.16
0 | 0 | 0 | 0 | 22.48 | 44.96 | 0.99999 | 0 | 7.48 | 0.10709 | 0 | 44.96
12.8334 | 0 | 0 | 12.8334 | 25.72 | 51.44 | 0.99999 | 0 | 7.48 | 0.10709 | 0 | 38.6066
28.2588 | 0 | 0 | 28.2588 | 26.12 | 52.24 | 0.99999 | 0 | 7.48 | 0.10709 | 0 | 23.9812
42.9213 | 0 | 0 | 42.9213 | 28.2 | 56.4 | 0.99999 | 0 | 7.48 | 0.10709 | 0 | 13.4787
33.2963 | 0 | 0 | 33.2963 | 32.44 | 64.88 | 0.99999 | 0 | 7.48 | 0.12502 | 0 | 31.5837
42.6181 | 0 | 0 | 42.6181 | 29.04 | 58.08 | 0.99999 | 0 | 7.48 | 0.12502 | 0 | 15.4619
48.6924 | 0 | 0 | 48.6924 | 28.48 | 56.96 | 0.99999 | 0 | 7.48 | 0.12502 | 0 | 8.2676
42.7648 | 0 | 0 | 42.7648 | 27.2 | 54.4 | 0.99999 | 0 | 12.23 | 0.12502 | 0 | 11.6352
32.0345 | 0 | 0 | 32.0345 | 26.64 | 53.28 | 0.99999 | 0 | 12.23 | 0.12502 | 0 | 21.2455
17.235 | 0 | 0 | 17.235 | 24.24 | 48.48 | 0.99999 | 0 | 12.23 | 0.12502 | 0 | 31.245
2.5334 | 0 | 0 | 2.5334 | 25.36 | 50.72 | 0.99999 | 0 | 12.23 | 0.12502 | 0 | 48.1866
0 | 0 | 0 | 0 | 26.36 | 52.72 | 0.99999 | 0 | 7.48 | 0.12502 | 0 | 52.72
0 | 0 | 0 | 0 | 25.16 | 50.32 | 0.99999 | 0 | 7.48 | 0.12502 | 0 | 50.32
0 | 0 | 0 | 0 | 25.48 | 50.96 | 0.2 | 2.1372 | 7.48 | 0.12502 | 0 | 48.8228
0 | 0 | 0 | 0 | 20.36 | 40.72 | 0.95833 | 0 | 7.48 | 0.10709 | 2.2546 | 40.72
0 | 0 | 0 | 0 | 20.04 | 40.08 | 0.99999 | 0 | 7.48 | 0.10709 | 0.12386 | 40.08
0 | 0 | 0 | 0 | 17.48 | 34.96 | 0.99999 | 0 | 7.48 | 0.10709 | 0 | 34.96
0 | 0 | 0 | 0 | 12.72 | 25.44 | 0.99999 | 0 | 7.48 | 0.10709 | 0 | 25.44
0 | 0 | 0 | 0 | 10.88 | 21.76 | 0.99999 | 0 | 7.48 | 0.10709 | 0 | 21.76
0 | 0 | 0 | 0 | 9.96 | 19.92 | 0.99999 | 0 | 7.48 | 0.10709 | 0 | 19.92
0 | 0 | 0 | 0 | 10.6 | 21.2 | 0.99999 | 0 | 7.48 | 0.10709 | 0 | 21.2
0 | 0 | 0 | 0 | 13.44 | 26.88 | 0.99999 | 0 | 7.48 | 0.10709 | 0 | 26.88
0 | 0 | 0 | 0 | 14.12 | 28.24 | 0.99999 | 0 | 7.48 | 0.10709 | 0 | 28.24
0 | 0 | 0 | 0 | 14.88 | 29.76 | 0.99999 | 0 | 7.48 | 0.10709 | 0 | 29.76
0 | 0 | 0 | 0 | 16.24 | 32.48 | 0.99999 | 0 | 7.48 | 0.10709 | 0 | 32.48
2.1813 | 0 | 0 | 2.1813 | 16.12 | 32.24 | 0.99999 | 0 | 7.48 | 0.10709 | 0 | 30.0587
19.4163 | 0 | 0 | 19.4163 | 15.76 | 31.52 | 0.99999 | 0 | 7.48 | 0.10709 | 0 | 12.1037
27.1633 | 0 | 0 | 27.1633 | 14.76 | 29.52 | 0.99999 | 0 | 7.48 | 0.10709 | 0 | 2.3567
20.5608 | 0 | 0 | 20.5608 | 14.6 | 29.2 | 0.24166 | 2.0259 | 7.48 | 0.12502 | 0 | 6.6133
34.6168 | 2.2546 | 3.0822 | 29.28 | 14.64 | 29.28 | 0.99999 | 0 | 7.48 | 0.12502 | 0 | 0
17.46 | 0 | 0 | 17.46 | 14.64 | 29.28 | 0.24166 | 2.0259 | 7.48 | 0.12502 | 0 | 9.7941
36.0253 | 2.2546 | 5.2907 | 28.48 | 14.24 | 28.48 | 0.99999 | 0 | 12.23 | 0.12502 | 0 | 0
26.6938 | 0 | 0 | 26.6938 | 14.8 | 29.6 | 0.99999 | 0 | 12.23 | 0.12502 | 0 | 2.9062
13.3322 | 0 | 0 | 13.3322 | 14.68 | 29.36 | 0.99999 | 0 | 12.23 | 0.12502 | 0 | 16.0278
0.80209 | 0 | 0 | 0.80209 | 15.6 | 31.2 | 0.99999 | 0 | 12.23 | 0.12502 | 0 | 30.3979
0 | 0 | 0 | 0 | 16.88 | 33.76 | 0.99999 | 0 | 7.48 | 0.12502 | 0 | 33.76
0 | 0 | 0 | 0 | 16.68 | 33.36 | 0.99999 | 0 | 7.48 | 0.12502 | 0 | 33.36
0 | 0 | 0 | 0 | 16.8 | 33.6 | 0.2 | 2.1372 | 7.48 | 0.12502 | 0 | 31.4628
0 | 0 | 0 | 0 | 17.16 | 34.32 | 0.2 | 0 | 7.48 | 0.10709 | 0 | 34.32
0 | 0 | 0 | 0 | 16.96 | 33.92 | 0.2 | 0 | 7.48 | 0.10709 | 0 | 33.92
0 | 0 | 0 | 0 | 16.96 | 33.92 | 0.2 | 0 | 7.48 | 0.10709 | 0 | 33.92
0 | 0 | 0 | 0 | 11.92 | 23.84 | 0.2 | 0 | 7.48 | 0.10709 | 0 | 23.84
0 | 0 | 0 | 0 | 10.4 | 20.8 | 0.2 | 0 | 7.48 | 0.10709 | 0 | 20.8
0 | 0 | 0 | 0 | 10.56 | 21.12 | 0.2 | 0 | 7.48 | 0.10709 | 0 | 21.12
0 | 0 | 0 | 0 | 12.96 | 25.92 | 0.2 | 0 | 7.48 | 0.10709 | 0 | 25.92
0 | 0 | 0 | 0 | 13.36 | 26.72 | 0.2 | 0 | 7.48 | 0.10709 | 0 | 26.72
0 | 0 | 0 | 0 | 14.52 | 29.04 | 0.2 | 0 | 7.48 | 0.10709 | 0 | 29.04
0 | 0 | 0 | 0 | 16.44 | 32.88 | 0.2 | 0 | 7.48 | 0.10709 | 0 | 32.88
0 | 0 | 0 | 0 | 23.52 | 47.04 | 0.2 | 0 | 7.48 | 0.10709 | 0 | 47.04
3.8148 | 0 | 0 | 3.8148 | 23.88 | 47.76 | 0.2 | 0 | 7.48 | 0.10709 | 0 | 43.9452
29.0218 | 0 | 0 | 29.0218 | 23.28 | 46.56 | 0.2 | 0 | 7.48 | 0.10709 | 0 | 17.5382
41.4736 | 0 | 0 | 41.4736 | 22.64 | 45.28 | 0.2 | 0 | 7.48 | 0.10709 | 0 | 3.8064
47.724 | 2.2546 | 0.50941 | 44.96 | 22.48 | 44.96 | 0.95833 | 0 | 7.48 | 0.10709 | 0 | 0
50.414 | 0.12386 | 6.2101 | 44.08 | 22.04 | 44.08 | 0.99999 | 0 | 7.48 | 0.10709 | 0 | 0
48.5065 | 0 | 4.9866 | 43.52 | 21.76 | 43.52 | 0.99999 | 0 | 7.48 | 0.10709 | 0 | 0
44.056 | 2.2546 | 0.22725 | 41.5741 | 21.8 | 43.6 | 0.99999 | 2.0259 | 7.48 | 0.10709 | 0 | 0
32.8659 | 0 | 0 | 32.8659 | 21.28 | 42.56 | 0.99999 | 0 | 7.48 | 0.10709 | 0 | 9.6941
17.46 | 0 | 0 | 17.46 | 21.92 | 43.84 | 0.99999 | 0 | 7.48 | 0.10709 | 0 | 26.38
1.1444 | 0 | 0 | 1.1444 | 23.12 | 46.24 | 0.99999 | 0 | 7.48 | 0.10709 | 0 | 45.0956
0 | 0 | 0 | 0 | 24.8 | 49.6 | 0.99999 | 0 | 7.48 | 0.10709 | 0 | 49.6
0 | 0 | 0 | 0 | 24.96 | 49.92 | 0.99999 | 0 | 7.48 | 0.10709 | 0 | 49.92
0 | 0 | 0 | 0 | 25.64 | 51.28 | 0.99999 | 0 | 7.48 | 0.10709 | 0 | 51.28
0 | 0 | 0 | 0 | 26.16 | 52.32 | 0.99999 | 0 | 7.48 | 0.10709 | 0 | 52.32
0 | 0 | 0 | 0 | 24.48 | 48.96 | 0.99999 | 0 | 7.48 | 0.10709 | 0 | 48.96
0 | 0 | 0 | 0 | 23.4 | 46.8 | 0.99999 | 0 | 7.48 | 0.10709 | 0 | 46.8
0 | 0 | 0 | 0 | 19.48 | 38.96 | 0.99999 | 0 | 7.48 | 0.10709 | 0 | 38.96
0 | 0 | 0 | 0 | 18.4 | 36.8 | 0.99999 | 0 | 7.48 | 0.10709 | 0 | 36.8
0 | 0 | 0 | 0 | 18.56 | 37.12 | 0.99999 | 0 | 7.48 | 0.10709 | 0 | 37.12
0 | 0 | 0 | 0 | 18.2 | 36.4 | 0.99999 | 0 | 7.48 | 0.10709 | 0 | 36.4
0 | 0 | 0 | 0 | 18.8 | 37.6 | 0.99999 | 0 | 7.48 | 0.10709 | 0 | 37.6
0 | 0 | 0 | 0 | 19.36 | 38.72 | 0.99999 | 0 | 7.48 | 0.10709 | 0 | 38.72
0 | 0 | 0 | 0 | 21.04 | 42.08 | 0.99999 | 0 | 7.48 | 0.10709 | 0 | 42.08
0 | 0 | 0 | 0 | 22.44 | 44.88 | 0.99999 | 0 | 7.48 | 0.10709 | 0 | 44.88
8.9207 | 0 | 0 | 8.9207 | 23.4 | 46.8 | 0.99999 | 0 | 7.48 | 0.10709 | 0 | 37.8793
1.4085 | 0 | 0 | 1.4085 | 24.36 | 48.72 | 0.99999 | 0 | 7.48 | 0.10709 | 0 | 47.3115
32.7877 | 0 | 0 | 32.7877 | 23.48 | 46.96 | 0.2 | 2.1372 | 7.48 | 0.10709 | 0 | 12.0351
47.4306 | 0.79059 | 0 | 46.64 | 23.32 | 46.64 | 0.46591 | 0 | 7.48 | 0.10709 | 0 | 0
51.3334 | 1.5879 | 3.7455 | 46 | 23 | 46 | 0.99999 | 0 | 7.48 | 0.10709 | 0 | 0
50.414 | 0 | 5.1339 | 45.28 | 22.64 | 45.28 | 0.99999 | 0 | 7.48 | 0.10709 | 0 | 0
19.9054 | 0 | 0 | 19.9054 | 22.88 | 45.76 | 0.99999 | 0 | 7.48 | 0.10709 | 0 | 25.8546
32.9931 | 0 | 0 | 32.9931 | 22.68 | 45.36 | 0.99999 | 0 | 7.48 | 0.10709 | 0 | 12.3669
17.0101 | 0 | 0 | 17.0101 | 23 | 46 | 0.99999 | 0 | 7.48 | 0.10709 | 0 | 28.9899
2.3182 | 0 | 0 | 2.3182 | 24.96 | 49.92 | 0.99999 | 0 | 7.48 | 0.10709 | 0 | 47.6018
0 | 0 | 0 | 0 | 25.44 | 50.88 | 0.99999 | 0 | 7.48 | 0.10709 | 0 | 50.88
0 | 0 | 0 | 0 | 23.56 | 47.12 | 0.99999 | 0 | 7.48 | 0.10709 | 0 | 47.12
0 | 0 | 0 | 0 | 22.36 | 44.72 | 0.99999 | 0 | 7.48 | 0.10709 | 0 | 44.72
0 | 0 | 0 | 0 | 21.8 | 43.6 | 0.99999 | 0 | 7.48 | 0.10709 | 0 | 43.6
0 | 0 | 0 | 0 | 22.16 | 44.32 | 0.99999 | 0 | 7.48 | 0.10709 | 0 | 44.32
0 | 0 | 0 | 0 | 21.88 | 43.76 | 0.99999 | 0 | 7.48 | 0.10709 | 0 | 43.76
0 | 0 | 0 | 0 | 19.48 | 38.96 | 0.99999 | 0 | 7.48 | 0.10709 | 0 | 38.96
0 | 0 | 0 | 0 | 18.56 | 37.12 | 0.99999 | 0 | 7.48 | 0.10709 | 0 | 37.12
0 | 0 | 0 | 0 | 17.6 | 35.2 | 0.99999 | 0 | 7.48 | 0.10709 | 0 | 35.2
0 | 0 | 0 | 0 | 17.88 | 35.76 | 0.99999 | 0 | 7.48 | 0.10709 | 0 | 35.76
0 | 0 | 0 | 0 | 18.68 | 37.36 | 0.99999 | 0 | 7.48 | 0.10709 | 0 | 37.36
0 | 0 | 0 | 0 | 18.96 | 37.92 | 0.99999 | 0 | 7.48 | 0.10709 | 0 | 37.92
0 | 0 | 0 | 0 | 20.24 | 40.48 | 0.99999 | 0 | 7.48 | 0.10709 | 0 | 40.48
0 | 0 | 0 | 0 | 21.32 | 42.64 | 0.99999 | 0 | 7.48 | 0.10709 | 0 | 42.64
12.9018 | 0 | 0 | 12.9018 | 22.12 | 44.24 | 0.99999 | 0 | 7.48 | 0.10709 | 0 | 31.3382
31.3596 | 0 | 0 | 31.3596 | 24.36 | 48.72 | 0.77169 | 0.60992 | 7.48 | 0.10709 | 0 | 16.7505
45.9927 | 0 | 0 | 45.9927 | 23.76 | 47.52 | 0.2 | 1.5273 | 7.48 | 0.10709 | 0 | 0
55.0504 | 2.2546 | 6.1558 | 46.64 | 23.32 | 46.64 | 0.95833 | 0 | 7.48 | 0.12502 | 0 | 0
58.6207 | 0.12386 | 13.2168 | 45.28 | 22.64 | 45.28 | 0.99999 | 0 | 7.48 | 0.12502 | 0 | 0
57.3882 | 0 | 13.4682 | 43.92 | 21.96 | 43.92 | 0.99999 | 0 | 7.48 | 0.12502 | 0 | 0
49.7195 | 0 | 2.9995 | 46.72 | 23.36 | 46.72 | 0.99999 | 0 | 12.23 | 0.12502 | 0 | 0
37.2187 | 0 | 0 | 37.2187 | 24.36 | 48.72 | 0.99999 | 0 | 12.23 | 0.12502 | 0 | 11.5013
19.8663 | 0 | 0 | 19.8663 | 24.84 | 49.68 | 0.99999 | 0 | 12.23 | 0.12502 | 0 | 29.8137
3.0812 | 0 | 0 | 3.0812 | 24.96 | 49.92 | 0.99999 | 0 | 12.23 | 0.12502 | 0 | 46.8388
0 | 0 | 0 | 0 | 25.96 | 51.92 | 0.99999 | 0 | 7.48 | 0.12502 | 0 | 51.92
0 | 0 | 0 | 0 | 23.64 | 47.28 | 0.99999 | 0 | 7.48 | 0.12502 | 0 | 47.28
0 | 0 | 0 | 0 | 22.92 | 45.84 | 0.2 | 2.1372 | 7.48 | 0.12502 | 0 | 43.7028
0 | 0 | 0 | 0 | 24.88 | 49.76 | 0.95833 | 0 | 7.48 | 0.10709 | 2.2546 | 49.76
0 | 0 | 0 | 0 | 26 | 52 | 0.99999 | 0 | 7.48 | 0.10709 | 0.12386 | 52
0 | 0 | 0 | 0 | 23.96 | 47.92 | 0.99999 | 0 | 7.48 | 0.10709 | 0 | 47.92
0 | 0 | 0 | 0 | 19.68 | 39.36 | 0.99999 | 0 | 7.48 | 0.10709 | 0 | 39.36
0 | 0 | 0 | 0 | 18.68 | 37.36 | 0.99999 | 0 | 7.48 | 0.10709 | 0 | 37.36
0 | 0 | 0 | 0 | 18.24 | 36.48 | 0.99999 | 0 | 7.48 | 0.10709 | 0 | 36.48
0 | 0 | 0 | 0 | 17.88 | 35.76 | 0.99999 | 0 | 7.48 | 0.10709 | 0 | 35.76
0 | 0 | 0 | 0 | 18.84 | 37.68 | 0.99999 | 0 | 7.48 | 0.10709 | 0 | 37.68
0 | 0 | 0 | 0 | 19.2 | 38.4 | 0.99999 | 0 | 7.48 | 0.10709 | 0 | 38.4
0 | 0 | 0 | 0 | 16.88 | 33.76 | 0.99999 | 0 | 7.48 | 0.10709 | 0 | 33.76
0 | 0 | 0 | 0 | 24.84 | 49.68 | 0.99999 | 0 | 7.48 | 0.10709 | 0 | 49.68
13.0388 | 0 | 0 | 13.0388 | 28.56 | 57.12 | 0.99999 | 0 | 7.48 | 0.10709 | 0 | 44.0812
31.3009 | 0 | 0 | 31.3009 | 30.4 | 60.8 | 0.99999 | 0 | 7.48 | 0.10709 | 0 | 29.4991
45.0439 | 0 | 0 | 45.0439 | 30.12 | 60.24 | 0.99999 | 0 | 7.48 | 0.10709 | 0 | 15.1961
53.0647 | 0 | 0 | 53.0647 | 31.72 | 63.44 | 0.99999 | 0 | 7.48 | 0.12502 | 0 | 10.3753
54.9232 | 0 | 0 | 54.9232 | 33.56 | 67.12 | 0.99999 | 0 | 7.48 | 0.12502 | 0 | 12.1968
52.9278 | 0 | 0 | 52.9278 | 29.4 | 58.8 | 0.99999 | 0 | 7.48 | 0.12502 | 0 | 5.8722
46.1101 | 0 | 0 | 46.1101 | 25.48 | 50.96 | 0.99999 | 0 | 12.23 | 0.12502 | 0 | 4.8499
35.2135 | 0 | 0 | 35.2135 | 24.2 | 48.4 | 0.99999 | 0 | 12.23 | 0.12502 | 0 | 13.1865
18.5066 | 0 | 0 | 18.5066 | 24.72 | 49.44 | 0.99999 | 0 | 12.23 | 0.12502 | 0 | 30.9334
2.729 | 0 | 0 | 2.729 | 26.12 | 52.24 | 0.99999 | 0 | 12.23 | 0.12502 | 0 | 49.511
0 | 0 | 0 | 0 | 27.52 | 55.04 | 0.99999 | 0 | 7.48 | 0.12502 | 0 | 55.04
0 | 0 | 0 | 0 | 29.12 | 58.24 | 0.99999 | 0 | 7.48 | 0.12502 | 0 | 58.24
0 | 0 | 0 | 0 | 29.68 | 59.36 | 0.2 | 2.1372 | 7.48 | 0.12502 | 0 | 57.2228
0 | 0 | 0 | 0 | 28.72 | 57.44 | 0.71124 | 0 | 7.48 | 0.10709 | 1.52 | 57.44
0 | 0 | 0 | 0 | 26.36 | 52.72 | 0.99999 | 0 | 7.48 | 0.10709 | 0.85849 | 52.72
0 | 0 | 0 | 0 | 19.8 | 39.6 | 0.99999 | 0 | 7.48 | 0.10709 | 0 | 39.6
0 | 0 | 0 | 0 | 15.44 | 30.88 | 0.99999 | 0 | 7.48 | 0.10709 | 0 | 30.88
0 | 0 | 0 | 0 | 14.04 | 28.08 | 0.99999 | 0 | 7.48 | 0.10709 | 0 | 28.08
0 | 0 | 0 | 0 | 13.8 | 27.6 | 0.99999 | 0 | 7.48 | 0.10709 | 0 | 27.6
0 | 0 | 0 | 0 | 13.6 | 27.2 | 0.99999 | 0 | 7.48 | 0.10709 | 0 | 27.2
0 | 0 | 0 | 0 | 14.36 | 28.72 | 0.99999 | 0 | 7.48 | 0.10709 | 0 | 28.72
0 | 0 | 0 | 0 | 14.76 | 29.52 | 0.99999 | 0 | 7.48 | 0.10709 | 0 | 29.52
0 | 0 | 0 | 0 | 17.12 | 34.24 | 0.99999 | 0 | 7.48 | 0.10709 | 0 | 34.24
0 | 0 | 0 | 0 | 24.32 | 48.64 | 0.99999 | 0 | 7.48 | 0.10709 | 0 | 48.64
12.0117 | 0 | 0 | 12.0117 | 26.64 | 53.28 | 0.99999 | 0 | 7.48 | 0.10709 | 0 | 41.2683
29.7652 | 0 | 0 | 29.7652 | 28.4 | 56.8 | 0.99999 | 0 | 7.48 | 0.10709 | 0 | 27.0348
43.0582 | 0 | 0 | 43.0582 | 27.8 | 55.6 | 0.99999 | 0 | 7.48 | 0.10709 | 0 | 12.5418
50.1401 | 0 | 0 | 50.1401 | 32.96 | 65.92 | 0.99999 | 0 | 7.48 | 0.12502 | 0 | 15.7799
53.0745 | 0 | 0 | 53.0745 | 29.48 | 58.96 | 0.99999 | 0 | 7.48 | 0.12502 | 0 | 5.8855
51.4312 | 0 | 0 | 51.4312 | 27.64 | 55.28 | 0.99999 | 0 | 7.48 | 0.12502 | 0 | 3.8488
44.858 | 0 | 0 | 44.858 | 26.64 | 53.28 | 0.99999 | 0 | 12.23 | 0.12502 | 0 | 8.422
33.5506 | 0 | 0 | 33.5506 | 27 | 54 | 0.99999 | 0 | 12.23 | 0.12502 | 0 | 20.4494
17.7046 | 0 | 0 | 17.7046 | 26.48 | 52.96 | 0.99999 | 0 | 12.23 | 0.12502 | 0 | 35.2554
2.3965 | 0 | 0 | 2.3965 | 26.6 | 53.2 | 0.99999 | 0 | 12.23 | 0.12502 | 0 | 50.8035
0 | 0 | 0 | 0 | 27.68 | 55.36 | 0.99999 | 0 | 7.48 | 0.12502 | 0 | 55.36
0 | 0 | 0 | 0 | 28.72 | 57.44 | 0.99999 | 0 | 7.48 | 0.12502 | 0 | 57.44
0 | 0 | 0 | 0 | 29.76 | 59.52 | 0.2 | 2.1372 | 7.48 | 0.12502 | 0 | 57.3828
0 | 0 | 0 | 0 | 29.28 | 58.56 | 0.33454 | 0 | 7.48 | 0.10709 | 0.4 | 58.56
0 | 0 | 0 | 0 | 27.92 | 55.84 | 0.99999 | 0 | 7.48 | 0.10709 | 1.9785 | 55.84
0 | 0 | 0 | 0 | 24.12 | 48.24 | 0.99999 | 0 | 7.48 | 0.10709 | 0 | 48.24
0 | 0 | 0 | 0 | 19.84 | 39.68 | 0.99999 | 0 | 7.48 | 0.10709 | 0 | 39.68
0 | 0 | 0 | 0 | 18.68 | 37.36 | 0.99999 | 0 | 7.48 | 0.10709 | 0 | 37.36
0 | 0 | 0 | 0 | 18.72 | 37.44 | 0.99999 | 0 | 7.48 | 0.10709 | 0 | 37.44
0 | 0 | 0 | 0 | 18.6 | 37.2 | 0.99999 | 0 | 7.48 | 0.10709 | 0 | 37.2
0 | 0 | 0 | 0 | 19.08 | 38.16 | 0.99999 | 0 | 7.48 | 0.10709 | 0 | 38.16
0 | 0 | 0 | 0 | 19.72 | 39.44 | 0.99999 | 0 | 7.48 | 0.10709 | 0 | 39.44
0 | 0 | 0 | 0 | 21.44 | 42.88 | 0.99999 | 0 | 7.48 | 0.10709 | 0 | 42.88
0 | 0 | 0 | 0 | 25.16 | 50.32 | 0.99999 | 0 | 7.48 | 0.10709 | 0 | 50.32
10.9846 | 0 | 0 | 10.9846 | 25.68 | 51.36 | 0.99999 | 0 | 7.48 | 0.10709 | 0 | 40.3754
27.2122 | 0 | 0 | 27.2122 | 28.12 | 56.24 | 0.99999 | 0 | 7.48 | 0.10709 | 0 | 29.0278
39.8597 | 0 | 0 | 39.8597 | 29.04 | 58.08 | 0.99999 | 0 | 7.48 | 0.10709 | 0 | 18.2203
48.6728 | 0 | 0 | 48.6728 | 31.32 | 62.64 | 0.99999 | 0 | 7.48 | 0.12502 | 0 | 13.9672
52.7028 | 0 | 0 | 52.7028 | 32.96 | 65.92 | 0.99999 | 0 | 7.48 | 0.12502 | 0 | 13.2172
51.4019 | 0 | 0 | 51.4019 | 28.52 | 57.04 | 0.99999 | 0 | 7.48 | 0.12502 | 0 | 5.6381
44.7896 | 0 | 0 | 44.7896 | 26.32 | 52.64 | 0.99999 | 0 | 12.23 | 0.12502 | 0 | 7.8504
33.0224 | 0 | 0 | 33.0224 | 26.04 | 52.08 | 0.99999 | 0 | 12.23 | 0.12502 | 0 | 19.0576
17.1372 | 0 | 0 | 17.1372 | 25.48 | 50.96 | 0.99999 | 0 | 12.23 | 0.12502 | 0 | 33.8228
2.2204 | 0 | 0 | 2.2204 | 26.76 | 53.52 | 0.99999 | 0 | 12.23 | 0.12502 | 0 | 51.2996
0 | 0 | 0 | 0 | 28.16 | 56.32 | 0.99999 | 0 | 7.48 | 0.12502 | 0 | 56.32
0 | 0 | 0 | 0 | 29.16 | 58.32 | 0.99999 | 0 | 7.48 | 0.12502 | 0 | 58.32
0 | 0 | 0 | 0 | 28.08 | 56.16 | 0.2 | 2.1372 | 7.48 | 0.12502 | 0 | 54.0228
0 | 0 | 0 | 0 | 27.6 | 55.2 | 0.95833 | 0 | 7.48 | 0.10709 | 2.2546 | 55.2
0 | 0 | 0 | 0 | 27.28 | 54.56 | 0.99999 | 0 | 7.48 | 0.10709 | 0.12386 | 54.56
0 | 0 | 0 | 0 | 19.6267 | 39.2533 | 0.99999 | 0 | 7.48 | 0.10709 | 0 | 39.2533
0 | 0 | 0 | 0 | 15.2133 | 30.4267 | 0.99999 | 0 | 7.48 | 0.10709 | 0 | 30.4267
0 | 0 | 0 | 0 | 14.84 | 29.68 | 0.99999 | 0 | 7.48 | 0.10709 | 0 | 29.68
0 | 0 | 0 | 0 | 13.48 | 26.96 | 0.99999 | 0 | 7.48 | 0.10709 | 0 | 26.96
0 | 0 | 0 | 0 | 14.4933 | 28.9867 | 0.99999 | 0 | 7.48 | 0.10709 | 0 | 28.9867
0 | 0 | 0 | 0 | 16.08 | 32.16 | 0.99999 | 0 | 7.48 | 0.10709 | 0 | 32.16
0 | 0 | 0 | 0 | 15.4533 | 30.9067 | 0.99999 | 0 | 7.48 | 0.10709 | 0 | 30.9067
0 | 0 | 0 | 0 | 16.28 | 32.56 | 0.99999 | 0 | 7.48 | 0.10709 | 0 | 32.56
0 | 0 | 0 | 0 | 23.52 | 47.04 | 0.99999 | 0 | 7.48 | 0.10709 | 0 | 47.04
10.8575 | 0 | 0 | 10.8575 | 26.4 | 52.8 | 0.99999 | 0 | 7.48 | 0.10709 | 0 | 41.9425
28.1414 | 0 | 0 | 28.1414 | 28.3333 | 56.6667 | 0.99999 | 0 | 7.48 | 0.10709 | 0 | 28.5252
41.2682 | 0 | 0 | 41.2682 | 28.4667 | 56.9333 | 0.99999 | 0 | 7.48 | 0.10709 | 0 | 15.6651
48.8489 | 0 | 0 | 48.8489 | 29.84 | 59.68 | 0.99999 | 0 | 7.48 | 0.12502 | 0 | 10.8311
51.9496 | 0 | 0 | 51.9496 | 31.76 | 63.52 | 0.99999 | 0 | 7.48 | 0.12502 | 0 | 11.5704
51.3041 | 0 | 0 | 51.3041 | 30 | 60 | 0.99999 | 0 | 7.48 | 0.12502 | 0 | 8.6959
44.457 | 0 | 0 | 44.457 | 27.56 | 55.12 | 0.99999 | 0 | 12.23 | 0.12502 | 0 | 10.663
33.13 | 0 | 0 | 33.13 | 26.44 | 52.88 | 0.99999 | 0 | 12.23 | 0.12502 | 0 | 19.75
17.372 | 0 | 0 | 17.372 | 26.2 | 52.4 | 0.99999 | 0 | 12.23 | 0.12502 | 0 | 35.028
2.4747 | 0 | 0 | 2.4747 | 26.4 | 52.8 | 0.99999 | 0 | 12.23 | 0.12502 | 0 | 50.3253
0 | 0 | 0 | 0 | 27.28 | 54.56 | 0.99999 | 0 | 7.48 | 0.12502 | 0 | 54.56
0 | 0 | 0 | 0 | 26.96 | 53.92 | 0.99999 | 0 | 7.48 | 0.12502 | 0 | 53.92
0 | 0 | 0 | 0 | 26.96 | 53.92 | 0.2 | 2.1372 | 7.48 | 0.12502 | 0 | 51.7828
0 | 0 | 0 | 0 | 27.16 | 54.32 | 0.2 | 0 | 7.48 | 0.10709 | 0 | 54.32
0 | 0 | 0 | 0 | 26.68 | 53.36 | 0.2 | 0 | 7.48 | 0.10709 | 0 | 53.36
0 | 0 | 0 | 0 | 20.32 | 40.64 | 0.2 | 0 | 7.48 | 0.10709 | 0 | 40.64
0 | 0 | 0 | 0 | 15.28 | 30.56 | 0.2 | 0 | 7.48 | 0.10709 | 0 | 30.56
0 | 0 | 0 | 0 | 13.6 | 27.2 | 0.2 | 0 | 7.48 | 0.10709 | 0 | 27.2
0 | 0 | 0 | 0 | 13.6 | 27.2 | 0.2 | 0 | 7.48 | 0.10709 | 0 | 27.2
0 | 0 | 0 | 0 | 12.32 | 24.64 | 0.2 | 0 | 7.48 | 0.10709 | 0 | 24.64
0 | 0 | 0 | 0 | 13.6 | 27.2 | 0.2 | 0 | 7.48 | 0.10709 | 0 | 27.2
0 | 0 | 0 | 0 | 18.4 | 36.8 | 0.2 | 0 | 7.48 | 0.10709 | 0 | 36.8
0 | 0 | 0 | 0 | 23.68 | 47.36 | 0.2 | 0 | 7.48 | 0.10709 | 0 | 47.36
0 | 0 | 0 | 0 | 27.2 | 54.4 | 0.2 | 0 | 7.48 | 0.10709 | 0 | 54.4
3.492 | 0 | 0 | 3.492 | 29.6 | 59.2 | 0.2 | 0 | 7.48 | 0.10709 | 0 | 55.708
10.4075 | 0 | 0 | 10.4075 | 33.6 | 67.2 | 0.2 | 0 | 7.48 | 0.10709 | 0 | 56.7925
27.8186 | 0 | 0 | 27.8186 | 34.88 | 69.76 | 0.2 | 0 | 7.48 | 0.10709 | 0 | 41.9414
48.7022 | 0 | 0 | 48.7022 | 34.4 | 68.8 | 0.2 | 0 | 7.48 | 0.10709 | 0 | 20.0978
52.8887 | 0 | 0 | 52.8887 | 34.72 | 69.44 | 0.2 | 0 | 7.48 | 0.10709 | 0 | 16.5513
49.4847 | 0 | 0 | 49.4847 | 35.84 | 71.68 | 0.2 | 0 | 7.48 | 0.10709 | 0 | 22.1953
43.4202 | 0 | 0 | 43.4202 | 33.28 | 66.56 | 0.2 | 0 | 7.48 | 0.10709 | 0 | 23.1398
32.3475 | 0 | 0 | 32.3475 | 31.52 | 63.04 | 0.2 | 0 | 7.48 | 0.10709 | 0 | 30.6925
17.4111 | 0 | 0 | 17.4111 | 31.68 | 63.36 | 0.2 | 0 | 7.48 | 0.10709 | 0 | 45.9489
2.0248 | 0 | 0 | 2.0248 | 32.8 | 65.6 | 0.2 | 0 | 7.48 | 0.10709 | 0 | 63.5752
0 | 0 | 0 | 0 | 32.8 | 65.6 | 0.2 | 0 | 7.48 | 0.10709 | 0 | 65.6
0 | 0 | 0 | 0 | 32.64 | 65.28 | 0.2 | 0 | 7.48 | 0.10709 | 0 | 65.28
0 | 0 | 0 | 0 | 32 | 64 | 0.2 | 0 | 7.48 | 0.10709 | 0 | 64
0 | 0 | 0 | 0 | 29.76 | 59.52 | 0.2 | 0 | 7.48 | 0.10709 | 0 | 59.52
0 | 0 | 0 | 0 | 24.64 | 49.28 | 0.2 | 0 | 7.48 | 0.10709 | 0 | 49.28
0 | 0 | 0 | 0 | 18.72 | 37.44 | 0.2 | 0 | 7.48 | 0.10709 | 0 | 37.44
0 | 0 | 0 | 0 | 13.92 | 27.84 | 0.2 | 0 | 7.48 | 0.10709 | 0 | 27.84
0 | 0 | 0 | 0 | 13.12 | 26.24 | 0.2 | 0 | 7.48 | 0.10709 | 0 | 26.24
0 | 0 | 0 | 0 | 12.48 | 24.96 | 0.2 | 0 | 7.48 | 0.10709 | 0 | 24.96
0 | 0 | 0 | 0 | 12.32 | 24.64 | 0.2 | 0 | 7.48 | 0.10709 | 0 | 24.64
0 | 0 | 0 | 0 | 13.28 | 26.56 | 0.2 | 0 | 7.48 | 0.10709 | 0 | 26.56
0 | 0 | 0 | 0 | 19.04 | 38.08 | 0.2 | 0 | 7.48 | 0.10709 | 0 | 38.08
0 | 0 | 0 | 0 | 21.28 | 42.56 | 0.2 | 0 | 7.48 | 0.10709 | 0 | 42.56
0 | 0 | 0 | 0 | 22.4 | 44.8 | 0.2 | 0 | 7.48 | 0.10709 | 0 | 44.8
11.552 | 0 | 0 | 11.552 | 28.64 | 57.28 | 0.2 | 0 | 7.48 | 0.10709 | 0 | 45.728
30.7629 | 0 | 0 | 30.7629 | 27.68 | 55.36 | 0.2 | 0 | 7.48 | 0.10709 | 0 | 24.5971
46.4035 | 0 | 0 | 46.4035 | 28.48 | 56.96 | 0.2 | 0 | 7.48 | 0.10709 | 0 | 10.5565
56.1753 | 0.81527 | 0 | 55.36 | 27.68 | 55.36 | 0.47421 | 0 | 7.48 | 0.10709 | 0 | 0
60.215 | 1.5632 | 5.2118 | 53.44 | 26.72 | 53.44 | 0.99999 | 0 | 7.48 | 0.10709 | 0 | 0
58.4152 | 0 | 7.5352 | 50.88 | 25.44 | 50.88 | 0.99999 | 0 | 7.48 | 0.10709 | 0 | 0
50.5215 | 0 | 0.28155 | 50.24 | 25.12 | 50.24 | 0.99999 | 0 | 7.48 | 0.10709 | 0 | 0
36.8959 | 0 | 0 | 36.8959 | 25.12 | 50.24 | 0.99999 | 0 | 7.48 | 0.10709 | 0 | 13.3441
19.0544 | 0 | 0 | 19.0544 | 25.12 | 50.24 | 0.99999 | 0 | 7.48 | 0.10709 | 0 | 31.1856
2.2008 | 0 | 0 | 2.2008 | 26.24 | 52.48 | 0.99999 | 0 | 7.48 | 0.10709 | 0 | 50.2792
0 | 0 | 0 | 0 | 26.88 | 53.76 | 0.99999 | 0 | 7.48 | 0.10709 | 0 | 53.76
0 | 0 | 0 | 0 | 26.24 | 52.48 | 0.99999 | 0 | 7.48 | 0.10709 | 0 | 52.48
0 | 0 | 0 | 0 | 26.88 | 53.76 | 0.99999 | 0 | 7.48 | 0.10709 | 0 | 53.76
0 | 0 | 0 | 0 | 26.88 | 53.76 | 0.99999 | 0 | 7.48 | 0.10709 | 0 | 53.76
0 | 0 | 0 | 0 | 26.88 | 53.76 | 0.99999 | 0 | 7.48 | 0.10709 | 0 | 53.76
0 | 0 | 0 | 0 | 21.76 | 43.52 | 0.99999 | 0 | 7.48 | 0.10709 | 0 | 43.52
0 | 0 | 0 | 0 | 20.48 | 40.96 | 0.99999 | 0 | 7.48 | 0.10709 | 0 | 40.96
0 | 0 | 0 | 0 | 19.52 | 39.04 | 0.99999 | 0 | 7.48 | 0.10709 | 0 | 39.04
0 | 0 | 0 | 0 | 18.08 | 36.16 | 0.99999 | 0 | 7.48 | 0.10709 | 0 | 36.16
0 | 0 | 0 | 0 | 18.4 | 36.8 | 0.99999 | 0 | 7.48 | 0.10709 | 0 | 36.8
0 | 0 | 0 | 0 | 19.2 | 38.4 | 0.99999 | 0 | 7.48 | 0.10709 | 0 | 38.4
0 | 0 | 0 | 0 | 25.12 | 50.24 | 0.99999 | 0 | 7.48 | 0.10709 | 0 | 50.24
0 | 0 | 0 | 0 | 27.04 | 54.08 | 0.99999 | 0 | 7.48 | 0.10709 | 0 | 54.08
0 | 0 | 0 | 0 | 22.56 | 45.12 | 0.99999 | 0 | 7.48 | 0.10709 | 0 | 45.12
11.2683 | 0 | 0 | 11.2683 | 20.48 | 40.96 | 0.99999 | 0 | 7.48 | 0.10709 | 0 | 29.6917
29.5206 | 0 | 0 | 29.5206 | 20 | 40 | 0.2 | 2.1372 | 7.48 | 0.10709 | 0 | 8.3422
43.5376 | 2.2546 | 1.6029 | 39.68 | 19.84 | 39.68 | 0.95833 | 0 | 7.48 | 0.10709 | 0 | 0
52.2627 | 0.12386 | 12.4588 | 39.68 | 19.84 | 39.68 | 0.99999 | 0 | 7.48 | 0.12502 | 0 | 0
54.7667 | 2.2546 | 0 | 52.5121 | 19.84 | 39.68 | 0.99999 | 2.0259 | 7.48 | 0.12502 | 0 | 0
52.8104 | 2.2546 | 0 | 50.5558 | 19.52 | 39.04 | 0.99999 | 2.0259 | 7.48 | 0.12502 | 0 | 0
46.1883 | 0 | 7.4683 | 38.72 | 19.36 | 38.72 | 0.99999 | 0 | 12.23 | 0.12502 | 0 | 0
34.0103 | 0 | 0 | 34.0103 | 20.16 | 40.32 | 0.99999 | 0 | 12.23 | 0.12502 | 0 | 6.3097
17.9882 | 0 | 0 | 17.9882 | 19.84 | 39.68 | 0.99999 | 0 | 12.23 | 0.12502 | 0 | 21.6918
2.2791 | 0 | 0 | 2.2791 | 20.48 | 40.96 | 0.99999 | 0 | 12.23 | 0.12502 | 0 | 38.6809
0 | 0 | 0 | 0 | 20.8 | 41.6 | 0.99999 | 0 | 7.48 | 0.12502 | 0 | 41.6
0 | 0 | 0 | 0 | 20.8 | 41.6 | 0.99999 | 0 | 7.48 | 0.12502 | 0 | 41.6
0 | 0 | 0 | 0 | 20.8 | 41.6 | 0.2 | 2.1372 | 7.48 | 0.12502 | 0 | 39.4628
0 | 0 | 0 | 0 | 20.96 | 41.92 | 0.95833 | 0 | 7.48 | 0.10709 | 2.2546 | 41.92
0 | 0 | 0 | 0 | 21.28 | 42.56 | 0.99999 | 0 | 7.48 | 0.10709 | 0.12386 | 42.56
0 | 0 | 0 | 0 | 16.8 | 33.6 | 0.99999 | 0 | 7.48 | 0.10709 | 0 | 33.6
0 | 0 | 0 | 0 | 14.08 | 28.16 | 0.99999 | 0 | 7.48 | 0.10709 | 0 | 28.16
0 | 0 | 0 | 0 | 14.08 | 28.16 | 0.99999 | 0 | 7.48 | 0.10709 | 0 | 28.16
0 | 0 | 0 | 0 | 15.5733 | 31.1467 | 0.99999 | 0 | 7.48 | 0.10709 | 0 | 31.1467
0 | 0 | 0 | 0 | 14.4 | 28.8 | 0.99999 | 0 | 7.48 | 0.10709 | 0 | 28.8
0 | 0 | 0 | 0 | 13.7067 | 27.4133 | 0.99999 | 0 | 7.48 | 0.10709 | 0 | 27.4133
0 | 0 | 0 | 0 | 18.1867 | 36.3733 | 0.99999 | 0 | 7.48 | 0.10709 | 0 | 36.3733
0 | 0 | 0 | 0 | 22.0267 | 44.0533 | 0.99999 | 0 | 7.48 | 0.10709 | 0 | 44.0533
0 | 0 | 0 | 0 | 22.24 | 44.48 | 0.99999 | 0 | 7.48 | 0.10709 | 0 | 44.48
10.0163 | 0 | 0 | 10.0163 | 19.84 | 39.68 | 0.99999 | 0 | 7.48 | 0.10709 | 0 | 29.6637
27.1926 | 0 | 0 | 27.1926 | 18.9333 | 37.8667 | 0.99999 | 0 | 7.48 | 0.10709 | 0 | 10.674
40.0553 | 0 | 0 | 40.0553 | 21.7067 | 43.4133 | 0.99999 | 0 | 7.48 | 0.10709 | 0 | 3.358
48.3598 | 0 | 0 | 48.3598 | 29.12 | 58.24 | 0.99999 | 0 | 7.48 | 0.12502 | 0 | 9.8802
51.5095 | 0 | 0 | 51.5095 | 30.4 | 60.8 | 0.99999 | 0 | 7.48 | 0.12502 | 0 | 9.2905
51.0791 | 0 | 0 | 51.0791 | 31.36 | 62.72 | 0.99999 | 0 | 7.48 | 0.12502 | 0 | 11.6409
44.5353 | 0 | 0 | 44.5353 | 30.56 | 61.12 | 0.99999 | 0 | 12.23 | 0.12502 | 0 | 16.5847
32.6898 | 0 | 0 | 32.6898 | 30.56 | 61.12 | 0.99999 | 0 | 12.23 | 0.12502 | 0 | 28.4302
17.3818 | 0 | 0 | 17.3818 | 30.72 | 61.44 | 0.99999 | 0 | 12.23 | 0.12502 | 0 | 44.0582
0.8999 | 0 | 0 | 0.8999 | 32.32 | 64.64 | 0.2 | 2.1372 | 12.23 | 0.12502 | 0 | 61.6029
0 | 0 | 0 | 0 | 32.96 | 65.92 | 0.2 | 0 | 7.48 | 0.12502 | 0 | 65.92
0 | 0 | 0 | 0 | 32.48 | 64.96 | 0.2 | 0 | 7.48 | 0.12502 | 0 | 64.96
0 | 0 | 0 | 0 | 31.68 | 63.36 | 0.2 | 0 | 7.48 | 0.12502 | 0 | 63.36
0 | 0 | 0 | 0 | 31.52 | 63.04 | 0.95833 | 0 | 7.48 | 0.10709 | 2.2546 | 63.04
0 | 0 | 0 | 0 | 29.12 | 58.24 | 0.99999 | 0 | 7.48 | 0.10709 | 0.12386 | 58.24
0 | 0 | 0 | 0 | 17.28 | 34.56 | 0.99999 | 0 | 7.48 | 0.10709 | 0 | 34.56
0 | 0 | 0 | 0 | 14.72 | 29.44 | 0.99999 | 0 | 7.48 | 0.10709 | 0 | 29.44
0 | 0 | 0 | 0 | 14.4 | 28.8 | 0.99999 | 0 | 7.48 | 0.10709 | 0 | 28.8
0 | 0 | 0 | 0 | 16.96 | 33.92 | 0.99999 | 0 | 7.48 | 0.10709 | 0 | 33.92
0 | 0 | 0 | 0 | 18.72 | 37.44 | 0.99999 | 0 | 7.48 | 0.10709 | 0 | 37.44
0 | 0 | 0 | 0 | 15.2 | 30.4 | 0.99999 | 0 | 7.48 | 0.10709 | 0 | 30.4
0 | 0 | 0 | 0 | 17.92 | 35.84 | 0.99999 | 0 | 7.48 | 0.10709 | 0 | 35.84
0 | 0 | 0 | 0 | 22.4 | 44.8 | 0.99999 | 0 | 7.48 | 0.10709 | 0 | 44.8
0 | 0 | 0 | 0 | 30.72 | 61.44 | 0.99999 | 0 | 7.48 | 0.10709 | 0 | 61.44
7.1894 | 0 | 0 | 7.1894 | 30.24 | 60.48 | 0.99999 | 0 | 7.48 | 0.10709 | 0 | 53.2906
20.1891 | 0 | 0 | 20.1891 | 36.32 | 72.64 | 0.99999 | 0 | 7.48 | 0.10709 | 0 | 52.4509
31.0661 | 0 | 0 | 31.0661 | 38 | 76 | 0.99999 | 0 | 7.48 | 0.10709 | 0 | 44.9339
37.1698 | 0 | 0 | 37.1698 | 37.36 | 74.72 | 0.99999 | 0 | 7.48 | 0.12502 | 0 | 37.5502
44.1929 | 0 | 0 | 44.1929 | 36.32 | 72.64 | 0.99999 | 0 | 7.48 | 0.12502 | 0 | 28.4471
50.1694 | 0 | 0 | 50.1694 | 32.48 | 64.96 | 0.99999 | 0 | 7.48 | 0.12502 | 0 | 14.7906
43.7821 | 0 | 0 | 43.7821 | 31.84 | 63.68 | 0.99999 | 0 | 12.23 | 0.12502 | 0 | 19.8979
33.0909 | 0 | 0 | 33.0909 | 31.04 | 62.08 | 0.99999 | 0 | 12.23 | 0.12502 | 0 | 28.9891
17.235 | 0 | 0 | 17.235 | 30.56 | 61.12 | 0.99999 | 0 | 12.23 | 0.12502 | 0 | 43.885
1.9074 | 0 | 0 | 1.9074 | 31.84 | 63.68 | 0.93647 | 0.16972 | 12.23 | 0.12502 | 0 | 61.6029
0 | 0 | 0 | 0 | 31.2 | 62.4 | 0.93647 | 0 | 7.48 | 0.12502 | 0 | 62.4
0 | 0 | 0 | 0 | 30.24 | 60.48 | 0.93647 | 0 | 7.48 | 0.12502 | 0 | 60.48
0 | 0 | 0 | 0 | 22.4 | 44.8 | 0.2 | 1.9675 | 7.48 | 0.12502 | 0 | 42.8325
0 | 0 | 0 | 0 | 20.32 | 40.64 | 0.95833 | 0 | 7.48 | 0.10709 | 2.2546 | 40.64
0 | 0 | 0 | 0 | 20 | 40 | 0.99999 | 0 | 7.48 | 0.10709 | 0.12386 | 40
0 | 0 | 0 | 0 | 16.8 | 33.6 | 0.99999 | 0 | 7.48 | 0.10709 | 0 | 33.6
0 | 0 | 0 | 0 | 14.72 | 29.44 | 0.99999 | 0 | 7.48 | 0.10709 | 0 | 29.44
0 | 0 | 0 | 0 | 14.5067 | 29.0133 | 0.99999 | 0 | 7.48 | 0.10709 | 0 | 29.0133
0 | 0 | 0 | 0 | 16.5867 | 33.1733 | 0.99999 | 0 | 7.48 | 0.10709 | 0 | 33.1733
0 | 0 | 0 | 0 | 17.44 | 34.88 | 0.99999 | 0 | 7.48 | 0.10709 | 0 | 34.88
0 | 0 | 0 | 0 | 15.36 | 30.72 | 0.99999 | 0 | 7.48 | 0.10709 | 0 | 30.72
0 | 0 | 0 | 0 | 18.08 | 36.16 | 0.99999 | 0 | 7.48 | 0.10709 | 0 | 36.16
0 | 0 | 0 | 0 | 19.68 | 39.36 | 0.99999 | 0 | 7.48 | 0.10709 | 0 | 39.36
0 | 0 | 0 | 0 | 19.84 | 39.68 | 0.99999 | 0 | 7.48 | 0.10709 | 0 | 39.68
1.5064 | 0 | 0 | 1.5064 | 18.88 | 37.76 | 0.99999 | 0 | 7.48 | 0.10709 | 0 | 36.2536
5.3407 | 0 | 0 | 5.3407 | 18.72 | 37.44 | 0.99999 | 0 | 7.48 | 0.10709 | 0 | 32.0993
15.6309 | 0 | 0 | 15.6309 | 18.4 | 36.8 | 0.99999 | 0 | 7.48 | 0.10709 | 0 | 21.1691
16.834 | 0 | 0 | 16.834 | 18.56 | 37.12 | 0.24166 | 2.0259 | 7.48 | 0.12502 | 0 | 18.2601
44.3885 | 2.2546 | 6.2939 | 35.84 | 17.92 | 35.84 | 0.99999 | 0 | 7.48 | 0.12502 | 0 | 0
27.6719 | 0 | 0 | 27.6719 | 17.44 | 34.88 | 0.99999 | 0 | 7.48 | 0.12502 | 0 | 7.2081
34.9983 | 0 | 0 | 34.9983 | 17.76 | 35.52 | 0.99999 | 0 | 12.23 | 0.12502 | 0 | 0.52172
28.3273 | 0 | 0 | 28.3273 | 18.08 | 36.16 | 0.99999 | 0 | 12.23 | 0.12502 | 0 | 7.8327
14.3201 | 0 | 0 | 14.3201 | 17.76 | 35.52 | 0.99999 | 0 | 12.23 | 0.12502 | 0 | 21.1999
0.67492 | 0 | 0 | 0.67492 | 19.2 | 38.4 | 0.99999 | 0 | 12.23 | 0.12502 | 0 | 37.7251
0 | 0 | 0 | 0 | 19.36 | 38.72 | 0.99999 | 0 | 7.48 | 0.12502 | 0 | 38.72
0 | 0 | 0 | 0 | 20.16 | 40.32 | 0.99999 | 0 | 7.48 | 0.12502 | 0 | 40.32
0 | 0 | 0 | 0 | 18.72 | 37.44 | 0.2 | 2.1372 | 7.48 | 0.12502 | 0 | 35.3028
0 | 0 | 0 | 0 | 18.72 | 37.44 | 0.95833 | 0 | 7.48 | 0.10709 | 2.2546 | 37.44
0 | 0 | 0 | 0 | 18.4 | 36.8 | 0.99999 | 0 | 7.48 | 0.10709 | 0.12386 | 36.8
0 | 0 | 0 | 0 | 14.4 | 28.8 | 0.99999 | 0 | 7.48 | 0.10709 | 0 | 28.8
0 | 0 | 0 | 0 | 13.12 | 26.24 | 0.99999 | 0 | 7.48 | 0.10709 | 0 | 26.24
0 | 0 | 0 | 0 | 13.44 | 26.88 | 0.99999 | 0 | 7.48 | 0.10709 | 0 | 26.88
0 | 0 | 0 | 0 | 16.16 | 32.32 | 0.99999 | 0 | 7.48 | 0.10709 | 0 | 32.32
0 | 0 | 0 | 0 | 12.16 | 24.32 | 0.99999 | 0 | 7.48 | 0.10709 | 0 | 24.32
0 | 0 | 0 | 0 | 12.32 | 24.64 | 0.99999 | 0 | 7.48 | 0.10709 | 0 | 24.64
0 | 0 | 0 | 0 | 18.24 | 36.48 | 0.99999 | 0 | 7.48 | 0.10709 | 0 | 36.48
0 | 0 | 0 | 0 | 20 | 40 | 0.99999 | 0 | 7.48 | 0.10709 | 0 | 40
0 | 0 | 0 | 0 | 20.32 | 40.64 | 0.99999 | 0 | 7.48 | 0.10709 | 0 | 40.64
7.0818 | 0 | 0 | 7.0818 | 19.36 | 38.72 | 0.99999 | 0 | 7.48 | 0.10709 | 0 | 31.6382
19.8467 | 0 | 0 | 19.8467 | 18.72 | 37.44 | 0.99999 | 0 | 7.48 | 0.10709 | 0 | 17.5933
34.3723 | 0 | 0 | 34.3723 | 18.88 | 37.76 | 0.99999 | 0 | 7.48 | 0.10709 | 0 | 3.3877
39.7032 | 0 | 0 | 39.7032 | 27.2 | 54.4 | 0.99999 | 0 | 7.48 | 0.12502 | 0 | 14.6968
51.6562 | 0 | 0 | 51.6562 | 29.28 | 58.56 | 0.99999 | 0 | 7.48 | 0.12502 | 0 | 6.9038
49.6119 | 0 | 0 | 49.6119 | 28.16 | 56.32 | 0.99999 | 0 | 7.48 | 0.12502 | 0 | 6.7081
43.0387 | 0 | 0 | 43.0387 | 26.72 | 53.44 | 0.99999 | 0 | 12.23 | 0.12502 | 0 | 10.4013
32.2203 | 0 | 0 | 32.2203 | 27.2 | 54.4 | 0.99999 | 0 | 12.23 | 0.12502 | 0 | 22.1797
17.0688 | 0 | 0 | 17.0688 | 26.56 | 53.12 | 0.99999 | 0 | 12.23 | 0.12502 | 0 | 36.0512
0.90968 | 0 | 0 | 0.90968 | 28.8 | 57.6 | 0.99999 | 0 | 12.23 | 0.12502 | 0 | 56.6903
0 | 0 | 0 | 0 | 28.8 | 57.6 | 0.99999 | 0 | 7.48 | 0.12502 | 0 | 57.6
0 | 0 | 0 | 0 | 20.48 | 40.96 | 0.99999 | 0 | 7.48 | 0.12502 | 0 | 40.96
0 | 0 | 0 | 0 | 20.64 | 41.28 | 0.2 | 2.1372 | 7.48 | 0.12502 | 0 | 39.1428
0 | 0 | 0 | 0 | 20.96 | 41.92 | 0.95833 | 0 | 7.48 | 0.10709 | 2.2546 | 41.92
0 | 0 | 0 | 0 | 20.96 | 41.92 | 0.99999 | 0 | 7.48 | 0.10709 | 0.12386 | 41.92
0 | 0 | 0 | 0 | 17.76 | 35.52 | 0.99999 | 0 | 7.48 | 0.10709 | 0 | 35.52
0 | 0 | 0 | 0 | 15.68 | 31.36 | 0.99999 | 0 | 7.48 | 0.10709 | 0 | 31.36
0 | 0 | 0 | 0 | 14.72 | 29.44 | 0.99999 | 0 | 7.48 | 0.10709 | 0 | 29.44
0 | 0 | 0 | 0 | 15.36 | 30.72 | 0.99999 | 0 | 7.48 | 0.10709 | 0 | 30.72
0 | 0 | 0 | 0 | 17.44 | 34.88 | 0.99999 | 0 | 7.48 | 0.10709 | 0 | 34.88
0 | 0 | 0 | 0 | 13.28 | 26.56 | 0.99999 | 0 | 7.48 | 0.10709 | 0 | 26.56
0 | 0 | 0 | 0 | 19.36 | 38.72 | 0.99999 | 0 | 7.48 | 0.10709 | 0 | 38.72
0 | 0 | 0 | 0 | 20.32 | 40.64 | 0.99999 | 0 | 7.48 | 0.10709 | 0 | 40.64
0 | 0 | 0 | 0 | 20.32 | 40.64 | 0.99999 | 0 | 7.48 | 0.10709 | 0 | 40.64
8.8132 | 0 | 0 | 8.8132 | 19.84 | 39.68 | 0.99999 | 0 | 7.48 | 0.10709 | 0 | 30.8669
24.9233 | 0 | 0 | 24.9233 | 19.36 | 38.72 | 0.99999 | 0 | 7.48 | 0.10709 | 0 | 13.7967
37.6588 | 0 | 0 | 37.6588 | 21.28 | 42.56 | 0.99999 | 0 | 7.48 | 0.10709 | 0 | 4.9012
47.1371 | 0 | 0 | 47.1371 | 30.56 | 61.12 | 0.99999 | 0 | 7.48 | 0.10709 | 0 | 13.9829
51.4019 | 0 | 0 | 51.4019 | 31.36 | 62.72 | 0.99999 | 0 | 7.48 | 0.10709 | 0 | 11.3181
50.1205 | 0 | 0 | 50.1205 | 30.56 | 61.12 | 0.99999 | 0 | 7.48 | 0.10709 | 0 | 10.9995
44.6918 | 0 | 0 | 44.6918 | 30.72 | 61.44 | 0.99999 | 0 | 7.48 | 0.10709 | 0 | 16.7482
33.13 | 0 | 0 | 33.13 | 29.44 | 58.88 | 0.99999 | 0 | 7.48 | 0.10709 | 0 | 25.75
17.2839 | 0 | 0 | 17.2839 | 30.24 | 60.48 | 0.99999 | 0 | 7.48 | 0.10709 | 0 | 43.1961
2.3476 | 0 | 0 | 2.3476 | 29.76 | 59.52 | 0.99999 | 0 | 7.48 | 0.10709 | 0 | 57.1724
0 | 0 | 0 | 0 | 29.76 | 59.52 | 0.99999 | 0 | 7.48 | 0.10709 | 0 | 59.52
0 | 0 | 0 | 0 | 28.64 | 57.28 | 0.99999 | 0 | 7.48 | 0.10709 | 0 | 57.28
0 | 0 | 0 | 0 | 28.96 | 57.92 | 0.99999 | 0 | 7.48 | 0.10709 | 0 | 57.92
0 | 0 | 0 | 0 | 27.36 | 54.72 | 0.99999 | 0 | 7.48 | 0.10709 | 0 | 54.72
0 | 0 | 0 | 0 | 24.32 | 48.64 | 0.99999 | 0 | 7.48 | 0.10709 | 0 | 48.64
0 | 0 | 0 | 0 | 18.72 | 37.44 | 0.99999 | 0 | 7.48 | 0.10709 | 0 | 37.44
0 | 0 | 0 | 0 | 14.24 | 28.48 | 0.99999 | 0 | 7.48 | 0.10709 | 0 | 28.48
0 | 0 | 0 | 0 | 13.12 | 26.24 | 0.99999 | 0 | 7.48 | 0.10709 | 0 | 26.24
0 | 0 | 0 | 0 | 12.8 | 25.6 | 0.99999 | 0 | 7.48 | 0.10709 | 0 | 25.6
0 | 0 | 0 | 0 | 12.64 | 25.28 | 0.99999 | 0 | 7.48 | 0.10709 | 0 | 25.28
0 | 0 | 0 | 0 | 12.64 | 25.28 | 0.99999 | 0 | 7.48 | 0.10709 | 0 | 25.28
0 | 0 | 0 | 0 | 19.2 | 38.4 | 0.99999 | 0 | 7.48 | 0.10709 | 0 | 38.4
0 | 0 | 0 | 0 | 20.48 | 40.96 | 0.99999 | 0 | 7.48 | 0.10709 | 0 | 40.96
0 | 0 | 0 | 0 | 19.36 | 38.72 | 0.99999 | 0 | 7.48 | 0.10709 | 0 | 38.72
7.1503 | 0 | 0 | 7.1503 | 24.32 | 48.64 | 0.99999 | 0 | 7.48 | 0.10709 | 0 | 41.4897
21.0498 | 0 | 0 | 21.0498 | 25.92 | 51.84 | 0.99999 | 0 | 7.48 | 0.10709 | 0 | 30.7902
32.4551 | 0 | 0 | 32.4551 | 26.56 | 53.12 | 0.99999 | 0 | 7.48 | 0.10709 | 0 | 20.6649
36.6807 | 0 | 0 | 36.6807 | 26.72 | 53.44 | 0.99999 | 0 | 7.48 | 0.10709 | 0 | 16.7593
41.1606 | 0 | 0 | 41.1606 | 26.24 | 52.48 | 0.99999 | 0 | 7.48 | 0.10709 | 0 | 11.3194
41.5617 | 0 | 0 | 41.5617 | 25.6 | 51.2 | 0.99999 | 0 | 7.48 | 0.10709 | 0 | 9.6383
36.2894 | 0 | 0 | 36.2894 | 26.56 | 53.12 | 0.99999 | 0 | 7.48 | 0.10709 | 0 | 16.8306
32.0443 | 0 | 0 | 32.0443 | 25.76 | 51.52 | 0.99999 | 0 | 7.48 | 0.10709 | 0 | 19.4757
16.6384 | 0 | 0 | 16.6384 | 25.92 | 51.84 | 0.99999 | 0 | 7.48 | 0.10709 | 0 | 35.2016
1.9954 | 0 | 0 | 1.9954 | 27.68 | 55.36 | 0.99999 | 0 | 7.48 | 0.10709 | 0 | 53.3646
0 | 0 | 0 | 0 | 28.48 | 56.96 | 0.99999 | 0 | 7.48 | 0.10709 | 0 | 56.96
0 | 0 | 0 | 0 | 26.72 | 53.44 | 0.99999 | 0 | 7.48 | 0.10709 | 0 | 53.44
0 | 0 | 0 | 0 | 26.24 | 52.48 | 0.99999 | 0 | 7.48 | 0.10709 | 0 | 52.48
0 | 0 | 0 | 0 | 26.56 | 53.12 | 0.99999 | 0 | 7.48 | 0.10709 | 0 | 53.12
0 | 0 | 0 | 0 | 25.6 | 51.2 | 0.99999 | 0 | 7.48 | 0.10709 | 0 | 51.2
0 | 0 | 0 | 0 | 21.28 | 42.56 | 0.99999 | 0 | 7.48 | 0.10709 | 0 | 42.56
0 | 0 | 0 | 0 | 20.8 | 41.6 | 0.99999 | 0 | 7.48 | 0.10709 | 0 | 41.6
0 | 0 | 0 | 0 | 18.4 | 36.8 | 0.99999 | 0 | 7.48 | 0.10709 | 0 | 36.8
0 | 0 | 0 | 0 | 18.4 | 36.8 | 0.99999 | 0 | 7.48 | 0.10709 | 0 | 36.8
0 | 0 | 0 | 0 | 17.44 | 34.88 | 0.99999 | 0 | 7.48 | 0.10709 | 0 | 34.88
0 | 0 | 0 | 0 | 18.4 | 36.8 | 0.99999 | 0 | 7.48 | 0.10709 | 0 | 36.8
0 | 0 | 0 | 0 | 24.32 | 48.64 | 0.99999 | 0 | 7.48 | 0.10709 | 0 | 48.64
0 | 0 | 0 | 0 | 26.56 | 53.12 | 0.99999 | 0 | 7.48 | 0.10709 | 0 | 53.12
0 | 0 | 0 | 0 | 26.4 | 52.8 | 0.99999 | 0 | 7.48 | 0.10709 | 0 | 52.8
4.969 | 0 | 0 | 4.969 | 26.24 | 52.48 | 0.99999 | 0 | 7.48 | 0.10709 | 0 | 47.511
15.3081 | 0 | 0 | 15.3081 | 29.6 | 59.2 | 0.99999 | 0 | 7.48 | 0.10709 | 0 | 43.8919
36.7198 | 0 | 0 | 36.7198 | 30.08 | 60.16 | 0.99999 | 0 | 7.48 | 0.10709 | 0 | 23.4402
43.831 | 0 | 0 | 43.831 | 30.24 | 60.48 | 0.99999 | 0 | 7.48 | 0.12502 | 0 | 16.649
44.2027 | 0 | 0 | 44.2027 | 30.56 | 61.12 | 0.99999 | 0 | 7.48 | 0.12502 | 0 | 16.9173
47.949 | 0 | 0 | 47.949 | 27.7867 | 55.5733 | 0.99999 | 0 | 7.48 | 0.12502 | 0 | 7.6243
42.1094 | 0 | 0 | 42.1094 | 23.68 | 47.36 | 0.99999 | 0 | 12.23 | 0.12502 | 0 | 5.2505
23.3974 | 0 | 0 | 23.3974 | 23.68 | 47.36 | 0.99999 | 0 | 12.23 | 0.12502 | 0 | 23.9626
12.0606 | 0 | 0 | 12.0606 | 28.48 | 56.96 | 0.99999 | 0 | 12.23 | 0.12502 | 0 | 44.8994
0.56733 | 0 | 0 | 0.56733 | 29.92 | 59.84 | 0.99999 | 0 | 12.23 | 0.12502 | 0 | 59.2727
0 | 0 | 0 | 0 | 30.56 | 61.12 | 0.99999 | 0 | 7.48 | 0.12502 | 0 | 61.12
0 | 0 | 0 | 0 | 24.64 | 49.28 | 0.99999 | 0 | 7.48 | 0.12502 | 0 | 49.28
0 | 0 | 0 | 0 | 20.48 | 40.96 | 0.2 | 2.1372 | 7.48 | 0.12502 | 0 | 38.8228
0 | 0 | 0 | 0 | 20.8 | 41.6 | 0.95833 | 0 | 7.48 | 0.10709 | 2.2546 | 41.6
0 | 0 | 0 | 0 | 21.28 | 42.56 | 0.99999 | 0 | 7.48 | 0.10709 | 0.12386 | 42.56
0 | 0 | 0 | 0 | 17.6 | 35.2 | 0.99999 | 0 | 7.48 | 0.10709 | 0 | 35.2
0 | 0 | 0 | 0 | 15.36 | 30.72 | 0.99999 | 0 | 7.48 | 0.10709 | 0 | 30.72
0 | 0 | 0 | 0 | 13.96 | 27.92 | 0.99999 | 0 | 7.48 | 0.10709 | 0 | 27.92
0 | 0 | 0 | 0 | 15.08 | 30.16 | 0.99999 | 0 | 7.48 | 0.10709 | 0 | 30.16
0 | 0 | 0 | 0 | 15.88 | 31.76 | 0.99999 | 0 | 7.48 | 0.10709 | 0 | 31.76
0 | 0 | 0 | 0 | 14.36 | 28.72 | 0.99999 | 0 | 7.48 | 0.10709 | 0 | 28.72
0 | 0 | 0 | 0 | 18.88 | 37.76 | 0.99999 | 0 | 7.48 | 0.10709 | 0 | 37.76
0 | 0 | 0 | 0 | 21.1467 | 42.2933 | 0.99999 | 0 | 7.48 | 0.10709 | 0 | 42.2933
0 | 0 | 0 | 0 | 24.1067 | 48.2133 | 0.99999 | 0 | 7.48 | 0.10709 | 0 | 48.2133
7.9524 | 0 | 0 | 7.9524 | 23.8133 | 47.6267 | 0.99999 | 0 | 7.48 | 0.10709 | 0 | 39.6743
23.8571 | 0 | 0 | 23.8571 | 23.4933 | 46.9867 | 0.99999 | 0 | 7.48 | 0.10709 | 0 | 23.1295
10.3782 | 0 | 0 | 10.3782 | 24.5333 | 49.0667 | 0.99999 | 0 | 7.48 | 0.10709 | 0 | 38.6885
23.417 | 0 | 0 | 23.417 | 29.0933 | 58.1867 | 0.99999 | 0 | 7.48 | 0.12502 | 0 | 34.7697
21.8813 | 0 | 0 | 21.8813 | 28.8533 | 57.7067 | 0.99999 | 0 | 7.48 | 0.12502 | 0 | 35.8254
21.5878 | 0 | 0 | 21.5878 | 27.8533 | 55.7067 | 0.99999 | 0 | 7.48 | 0.12502 | 0 | 34.1189
20.9911 | 0 | 0 | 20.9911 | 27.8533 | 55.7067 | 0.99999 | 0 | 12.23 | 0.12502 | 0 | 34.7155
31.9073 | 0 | 0 | 31.9073 | 26.5467 | 53.0933 | 0.99999 | 0 | 12.23 | 0.12502 | 0 | 21.186
16.4623 | 0 | 0 | 16.4623 | 26.52 | 53.04 | 0.99999 | 0 | 12.23 | 0.12502 | 0 | 36.5777
1.8683 | 0 | 0 | 1.8683 | 30.5733 | 61.1467 | 0.99999 | 0 | 12.23 | 0.12502 | 0 | 59.2784
0 | 0 | 0 | 0 | 31.16 | 62.32 | 0.99999 | 0 | 7.48 | 0.12502 | 0 | 62.32
0 | 0 | 0 | 0 | 32.96 | 65.92 | 0.99999 | 0 | 7.48 | 0.12502 | 0 | 65.92
0 | 0 | 0 | 0 | 32.2 | 64.4 | 0.2 | 2.1372 | 7.48 | 0.12502 | 0 | 62.2628
0 | 0 | 0 | 0 | 32.24 | 64.48 | 0.95833 | 0 | 7.48 | 0.10709 | 2.2546 | 64.48
0 | 0 | 0 | 0 | 28.76 | 57.52 | 0.99999 | 0 | 7.48 | 0.10709 | 0.12386 | 57.52
0 | 0 | 0 | 0 | 16.48 | 32.96 | 0.99999 | 0 | 7.48 | 0.10709 | 0 | 32.96
0 | 0 | 0 | 0 | 14.24 | 28.48 | 0.99999 | 0 | 7.48 | 0.10709 | 0 | 28.48
0 | 0 | 0 | 0 | 14.8 | 29.6 | 0.99999 | 0 | 7.48 | 0.10709 | 0 | 29.6
0 | 0 | 0 | 0 | 18.28 | 36.56 | 0.99999 | 0 | 7.48 | 0.10709 | 0 | 36.56
0 | 0 | 0 | 0 | 18.52 | 37.04 | 0.99999 | 0 | 7.48 | 0.10709 | 0 | 37.04
0 | 0 | 0 | 0 | 16.96 | 33.92 | 0.99999 | 0 | 7.48 | 0.10709 | 0 | 33.92
0 | 0 | 0 | 0 | 18.84 | 37.68 | 0.99999 | 0 | 7.48 | 0.10709 | 0 | 37.68
0 | 0 | 0 | 0 | 20.24 | 40.48 | 0.99999 | 0 | 7.48 | 0.10709 | 0 | 40.48
0 | 0 | 0 | 0 | 20.28 | 40.56 | 0.99999 | 0 | 7.48 | 0.10709 | 0 | 40.56
8.2263 | 0 | 0 | 8.2263 | 19.68 | 39.36 | 0.99999 | 0 | 7.48 | 0.10709 | 0 | 31.1337
24.6592 | 0 | 0 | 24.6592 | 19 | 38 | 0.99999 | 0 | 7.48 | 0.10709 | 0 | 13.3408
21.1672 | 0 | 0 | 21.1672 | 19 | 38 | 0.99999 | 0 | 7.48 | 0.10709 | 0 | 16.8328
17.2742 | 0 | 0 | 17.2742 | 18.84 | 37.68 | 0.77411 | 0.60346 | 7.48 | 0.12502 | 0 | 19.8024
38.4316 | 0.67159 | 0 | 37.76 | 18.88 | 37.76 | 0.99999 | 0 | 7.48 | 0.12502 | 0 | 0
23.7691 | 0 | 0 | 23.7691 | 18.6 | 37.2 | 0.99999 | 0 | 7.48 | 0.12502 | 0 | 13.4309
34.5972 | 0 | 0 | 34.5972 | 18.8 | 37.6 | 0.99999 | 0 | 12.23 | 0.12502 | 0 | 3.0028
19.6804 | 0 | 0 | 19.6804 | 18.64 | 37.28 | 0.99999 | 0 | 12.23 | 0.12502 | 0 | 17.5996
10.4075 | 0 | 0 | 10.4075 | 18.6 | 37.2 | 0.99999 | 0 | 12.23 | 0.12502 | 0 | 26.7925
0.48908 | 0 | 0 | 0.48908 | 20.08 | 40.16 | 0.99999 | 0 | 12.23 | 0.12502 | 0 | 39.6709
0 | 0 | 0 | 0 | 20.12 | 40.24 | 0.99999 | 0 | 7.48 | 0.12502 | 0 | 40.24
0 | 0 | 0 | 0 | 20.16 | 40.32 | 0.99999 | 0 | 7.48 | 0.12502 | 0 | 40.32
0 | 0 | 0 | 0 | 20.6 | 41.2 | 0.2 | 2.1372 | 7.48 | 0.12502 | 0 | 39.0628
0 | 0 | 0 | 0 | 20.44 | 40.88 | 0.95833 | 0 | 7.48 | 0.10709 | 2.2546 | 40.88
0 | 0 | 0 | 0 | 20.52 | 41.04 | 0.99999 | 0 | 7.48 | 0.10709 | 0.12386 | 41.04
0 | 0 | 0 | 0 | 14.96 | 29.92 | 0.99999 | 0 | 7.48 | 0.10709 | 0 | 29.92
0 | 0 | 0 | 0 | 13.04 | 26.08 | 0.99999 | 0 | 7.48 | 0.10709 | 0 | 26.08
0 | 0 | 0 | 0 | 12.32 | 24.64 | 0.99999 | 0 | 7.48 | 0.10709 | 0 | 24.64
0 | 0 | 0 | 0 | 11.6 | 23.2 | 0.99999 | 0 | 7.48 | 0.10709 | 0 | 23.2
0 | 0 | 0 | 0 | 11.68 | 23.36 | 0.99999 | 0 | 7.48 | 0.10709 | 0 | 23.36
0 | 0 | 0 | 0 | 12.84 | 25.68 | 0.99999 | 0 | 7.48 | 0.10709 | 0 | 25.68
0 | 0 | 0 | 0 | 18.44 | 36.88 | 0.99999 | 0 | 7.48 | 0.10709 | 0 | 36.88
0 | 0 | 0 | 0 | 22.88 | 45.76 | 0.99999 | 0 | 7.48 | 0.10709 | 0 | 45.76
0 | 0 | 0 | 0 | 31.72 | 63.44 | 0.99999 | 0 | 7.48 | 0.10709 | 0 | 63.44
0.16629 | 0 | 0 | 0.16629 | 31.92 | 63.84 | 0.99999 | 0 | 7.48 | 0.10709 | 0 | 63.6737
1.8878 | 0 | 0 | 1.8878 | 32.12 | 64.24 | 0.99999 | 0 | 7.48 | 0.10709 | 0 | 62.3522
7.1307 | 0 | 0 | 7.1307 | 33.32 | 66.64 | 0.99999 | 0 | 7.48 | 0.10709 | 0 | 59.5093
26.8698 | 0 | 0 | 26.8698 | 37.88 | 75.76 | 0.99999 | 0 | 7.48 | 0.12502 | 0 | 48.8902
33.4626 | 0 | 0 | 33.4626 | 36.32 | 72.64 | 0.99999 | 0 | 7.48 | 0.12502 | 0 | 39.1774
48.6435 | 0 | 0 | 48.6435 | 34.4 | 68.8 | 0.99999 | 0 | 7.48 | 0.12502 | 0 | 20.1565
42.6181 | 0 | 0 | 42.6181 | 34.04 | 68.08 | 0.99999 | 0 | 12.23 | 0.12502 | 0 | 25.4619
31.7117 | 0 | 0 | 31.7117 | 31.56 | 63.12 | 0.99999 | 0 | 12.23 | 0.12502 | 0 | 31.4083
16.5014 | 0 | 0 | 16.5014 | 30.72 | 61.44 | 0.99999 | 0 | 12.23 | 0.12502 | 0 | 44.9386
2.0248 | 0 | 0 | 2.0248 | 31.76 | 63.52 | 0.99999 | 0 | 12.23 | 0.12502 | 0 | 61.4952
0 | 0 | 0 | 0 | 32.64 | 65.28 | 0.99999 | 0 | 7.48 | 0.12502 | 0 | 65.28
0 | 0 | 0 | 0 | 32.52 | 65.04 | 0.99999 | 0 | 7.48 | 0.12502 | 0 | 65.04
0 | 0 | 0 | 0 | 32.56 | 65.12 | 0.2 | 2.1372 | 7.48 | 0.12502 | 0 | 62.9828
0 | 0 | 0 | 0 | 31.84 | 63.68 | 0.95833 | 0 | 7.48 | 0.10709 | 2.2546 | 63.68
0 | 0 | 0 | 0 | 27.92 | 55.84 | 0.99999 | 0 | 7.48 | 0.10709 | 0.12386 | 55.84
0 | 0 | 0 | 0 | 18.36 | 36.72 | 0.99999 | 0 | 7.48 | 0.10709 | 0 | 36.72
0 | 0 | 0 | 0 | 13.16 | 26.32 | 0.99999 | 0 | 7.48 | 0.10709 | 0 | 26.32
0 | 0 | 0 | 0 | 12.72 | 25.44 | 0.99999 | 0 | 7.48 | 0.10709 | 0 | 25.44
0 | 0 | 0 | 0 | 13.88 | 27.76 | 0.99999 | 0 | 7.48 | 0.10709 | 0 | 27.76
0 | 0 | 0 | 0 | 12 | 24 | 0.99999 | 0 | 7.48 | 0.10709 | 0 | 24
0 | 0 | 0 | 0 | 12.96 | 25.92 | 0.99999 | 0 | 7.48 | 0.10709 | 0 | 25.92
0 | 0 | 0 | 0 | 18.6 | 37.2 | 0.99999 | 0 | 7.48 | 0.10709 | 0 | 37.2
0 | 0 | 0 | 0 | 23.44 | 46.88 | 0.99999 | 0 | 7.48 | 0.10709 | 0 | 46.88
0 | 0 | 0 | 0 | 30.92 | 61.84 | 0.99999 | 0 | 7.48 | 0.10709 | 0 | 61.84
7.8839 | 0 | 0 | 7.8839 | 30.72 | 61.44 | 0.99999 | 0 | 7.48 | 0.10709 | 0 | 53.5561
24.1995 | 0 | 0 | 24.1995 | 32.76 | 65.52 | 0.99999 | 0 | 7.48 | 0.10709 | 0 | 41.3205
28.1121 | 0 | 0 | 28.1121 | 31.68 | 63.36 | 0.99999 | 0 | 7.48 | 0.10709 | 0 | 35.2479
47.2643 | 0 | 0 | 47.2643 | 34.6 | 69.2 | 0.99999 | 0 | 7.48 | 0.12502 | 0 | 21.9357
50.4726 | 0 | 0 | 50.4726 | 34.04 | 68.08 | 0.99999 | 0 | 7.48 | 0.12502 | 0 | 17.6074
49.5238 | 0 | 0 | 49.5238 | 31.04 | 62.08 | 0.99999 | 0 | 7.48 | 0.12502 | 0 | 12.5562
40.2999 | 0 | 0 | 40.2999 | 30.72 | 61.44 | 0.99999 | 0 | 12.23 | 0.12502 | 0 | 21.1401
30.6455 | 0 | 0 | 30.6455 | 29.76 | 59.52 | 0.99999 | 0 | 12.23 | 0.12502 | 0 | 28.8745
18.086 | 0 | 0 | 18.086 | 29.4 | 58.8 | 0.99999 | 0 | 12.23 | 0.12502 | 0 | 40.714
1.2716 | 0 | 0 | 1.2716 | 30.52 | 61.04 | 0.99999 | 0 | 12.23 | 0.12502 | 0 | 59.7684
0 | 0 | 0 | 0 | 30.68 | 61.36 | 0.99999 | 0 | 7.48 | 0.12502 | 0 | 61.36
0 | 0 | 0 | 0 | 31.12 | 62.24 | 0.99999 | 0 | 7.48 | 0.12502 | 0 | 62.24
0 | 0 | 0 | 0 | 32.48 | 64.96 | 0.2 | 2.1372 | 7.48 | 0.12502 | 0 | 62.8228
0 | 0 | 0 | 0 | 32.56 | 65.12 | 0.87015 | 0 | 7.48 | 0.10709 | 1.9924 | 65.12
0 | 0 | 0 | 0 | 29.64 | 59.28 | 0.99999 | 0 | 7.48 | 0.10709 | 0.38606 | 59.28
0 | 0 | 0 | 0 | 18.8 | 37.6 | 0.99999 | 0 | 7.48 | 0.10709 | 0 | 37.6
0 | 0 | 0 | 0 | 16.24 | 32.48 | 0.99999 | 0 | 7.48 | 0.10709 | 0 | 32.48
0 | 0 | 0 | 0 | 15.64 | 31.28 | 0.99999 | 0 | 7.48 | 0.10709 | 0 | 31.28
0 | 0 | 0 | 0 | 17.64 | 35.28 | 0.99999 | 0 | 7.48 | 0.10709 | 0 | 35.28
0 | 0 | 0 | 0 | 19.2 | 38.4 | 0.99999 | 0 | 7.48 | 0.10709 | 0 | 38.4
0 | 0 | 0 | 0 | 16.56 | 33.12 | 0.99999 | 0 | 7.48 | 0.10709 | 0 | 33.12
0 | 0 | 0 | 0 | 18.92 | 37.84 | 0.99999 | 0 | 7.48 | 0.10709 | 0 | 37.84
0 | 0 | 0 | 0 | 23.52 | 47.04 | 0.99999 | 0 | 7.48 | 0.10709 | 0 | 47.04
0 | 0 | 0 | 0 | 32.48 | 64.96 | 0.99999 | 0 | 7.48 | 0.10709 | 0 | 64.96
0.85099 | 0 | 0 | 0.85099 | 32.52 | 65.04 | 0.99999 | 0 | 7.48 | 0.10709 | 0 | 64.189
4.1767 | 0 | 0 | 4.1767 | 35.2 | 70.4 | 0.99999 | 0 | 7.48 | 0.10709 | 0 | 66.2233
22.7323 | 0 | 0 | 22.7323 | 35.48 | 70.96 | 0.99999 | 0 | 7.48 | 0.10709 | 0 | 48.2277
20.5412 | 0 | 0 | 20.5412 | 38.88 | 77.76 | 0.99999 | 0 | 7.48 | 0.10709 | 0 | 57.2188
25.3733 | 0 | 0 | 25.3733 | 35.92 | 71.84 | 0.99999 | 0 | 7.48 | 0.10709 | 0 | 46.4667
15.9243 | 0 | 0 | 15.9243 | 33.88 | 67.76 | 0.99999 | 0 | 7.48 | 0.10709 | 0 | 51.8357
12.8138 | 0 | 0 | 12.8138 | 32.88 | 65.76 | 0.99999 | 0 | 7.48 | 0.10709 | 0 | 52.9462
5.3896 | 0 | 0 | 5.3896 | 31.64 | 63.28 | 0.99999 | 0 | 7.48 | 0.10709 | 0 | 57.8904
2.4649 | 0 | 0 | 2.4649 | 30.68 | 61.36 | 0.99999 | 0 | 7.48 | 0.10709 | 0 | 58.8951
0 | 0 | 0 | 0 | 31.44 | 62.88 | 0.99999 | 0 | 7.48 | 0.10709 | 0 | 62.88
0 | 0 | 0 | 0 | 30.4 | 60.8 | 0.99999 | 0 | 7.48 | 0.10709 | 0 | 60.8
0 | 0 | 0 | 0 | 31.64 | 63.28 | 0.99999 | 0 | 7.48 | 0.10709 | 0 | 63.28
0 | 0 | 0 | 0 | 31.44 | 62.88 | 0.99999 | 0 | 7.48 | 0.10709 | 0 | 62.88
0 | 0 | 0 | 0 | 30.32 | 60.64 | 0.99999 | 0 | 7.48 | 0.10709 | 0 | 60.64
0 | 0 | 0 | 0 | 26.88 | 53.76 | 0.99999 | 0 | 7.48 | 0.10709 | 0 | 53.76
0 | 0 | 0 | 0 | 17.92 | 35.84 | 0.99999 | 0 | 7.48 | 0.10709 | 0 | 35.84
0 | 0 | 0 | 0 | 13.36 | 26.72 | 0.99999 | 0 | 7.48 | 0.10709 | 0 | 26.72
0 | 0 | 0 | 0 | 12.84 | 25.68 | 0.99999 | 0 | 7.48 | 0.10709 | 0 | 25.68
0 | 0 | 0 | 0 | 12.24 | 24.48 | 0.99999 | 0 | 7.48 | 0.10709 | 0 | 24.48
0 | 0 | 0 | 0 | 11.96 | 23.92 | 0.99999 | 0 | 7.48 | 0.10709 | 0 | 23.92
0 | 0 | 0 | 0 | 12.96 | 25.92 | 0.99999 | 0 | 7.48 | 0.10709 | 0 | 25.92
0 | 0 | 0 | 0 | 18.88 | 37.76 | 0.99999 | 0 | 7.48 | 0.10709 | 0 | 37.76
0 | 0 | 0 | 0 | 20.52 | 41.04 | 0.99999 | 0 | 7.48 | 0.10709 | 0 | 41.04
0 | 0 | 0 | 0 | 22.32 | 44.64 | 0.99999 | 0 | 7.48 | 0.10709 | 0 | 44.64
1.3498 | 0 | 0 | 1.3498 | 27.64 | 55.28 | 0.99999 | 0 | 7.48 | 0.10709 | 0 | 53.9302
5.8591 | 0 | 0 | 5.8591 | 27.04 | 54.08 | 0.99999 | 0 | 7.48 | 0.10709 | 0 | 48.2209
10.075 | 0 | 0 | 10.075 | 28.68 | 57.36 | 0.99999 | 0 | 7.48 | 0.10709 | 0 | 47.285
22.3606 | 0 | 0 | 22.3606 | 29.2 | 58.4 | 0.99999 | 0 | 7.48 | 0.10709 | 0 | 36.0394
54.5907 | 0 | 0 | 54.5907 | 29.16 | 58.32 | 0.99999 | 0 | 7.48 | 0.10709 | 0 | 3.7293
54.1505 | 0 | 0 | 54.1505 | 29.12 | 58.24 | 0.99999 | 0 | 7.48 | 0.10709 | 0 | 4.0895
47.9294 | 0 | 0 | 47.9294 | 30.12 | 60.24 | 0.99999 | 0 | 7.48 | 0.10709 | 0 | 12.3106
36.0742 | 0 | 0 | 36.0742 | 28.84 | 57.68 | 0.99999 | 0 | 7.48 | 0.10709 | 0 | 21.6058
19.1913 | 0 | 0 | 19.1913 | 28.64 | 57.28 | 0.99999 | 0 | 7.48 | 0.10709 | 0 | 38.0887
1.4868 | 0 | 0 | 1.4868 | 30.96 | 61.92 | 0.99999 | 0 | 7.48 | 0.10709 | 0 | 60.4332
0 | 0 | 0 | 0 | 30.88 | 61.76 | 0.99999 | 0 | 7.48 | 0.10709 | 0 | 61.76
0 | 0 | 0 | 0 | 28.72 | 57.44 | 0.99999 | 0 | 7.48 | 0.10709 | 0 | 57.44
0 | 0 | 0 | 0 | 27.2 | 54.4 | 0.99999 | 0 | 7.48 | 0.10709 | 0 | 54.4
0 | 0 | 0 | 0 | 26.52 | 53.04 | 0.99999 | 0 | 7.48 | 0.10709 | 0 | 53.04
0 | 0 | 0 | 0 | 26.88 | 53.76 | 0.99999 | 0 | 7.48 | 0.10709 | 0 | 53.76
0 | 0 | 0 | 0 | 22.04 | 44.08 | 0.99999 | 0 | 7.48 | 0.10709 | 0 | 44.08
0 | 0 | 0 | 0 | 21.68 | 43.36 | 0.99999 | 0 | 7.48 | 0.10709 | 0 | 43.36
0 | 0 | 0 | 0 | 20.04 | 40.08 | 0.99999 | 0 | 7.48 | 0.10709 | 0 | 40.08
0 | 0 | 0 | 0 | 17.64 | 35.28 | 0.99999 | 0 | 7.48 | 0.10709 | 0 | 35.28
0 | 0 | 0 | 0 | 17.36 | 34.72 | 0.99999 | 0 | 7.48 | 0.10709 | 0 | 34.72
0 | 0 | 0 | 0 | 18.16 | 36.32 | 0.99999 | 0 | 7.48 | 0.10709 | 0 | 36.32
0 | 0 | 0 | 0 | 24.24 | 48.48 | 0.99999 | 0 | 7.48 | 0.10709 | 0 | 48.48
0 | 0 | 0 | 0 | 25.52 | 51.04 | 0.99999 | 0 | 7.48 | 0.10709 | 0 | 51.04
0 | 0 | 0 | 0 | 20.68 | 41.36 | 0.99999 | 0 | 7.48 | 0.10709 | 0 | 41.36
8.4414 | 0 | 0 | 8.4414 | 20.32 | 40.64 | 0.99999 | 0 | 7.48 | 0.10709 | 0 | 32.1985
27.1731 | 0 | 0 | 27.1731 | 24.8 | 49.6 | 0.99999 | 0 | 7.48 | 0.10709 | 0 | 22.4269
42.217 | 0 | 0 | 42.217 | 27.68 | 55.36 | 0.99999 | 0 | 7.48 | 0.10709 | 0 | 13.143
51.0693 | 0 | 0 | 51.0693 | 28.48 | 56.96 | 0.99999 | 0 | 7.48 | 0.12502 | 0 | 5.8907
54.082 | 0 | 0 | 54.082 | 27.84 | 55.68 | 0.99999 | 0 | 7.48 | 0.12502 | 0 | 1.598
51.1965 | 0 | 0 | 51.1965 | 27.28 | 54.56 | 0.99999 | 0 | 7.48 | 0.12502 | 0 | 3.3635
45.3667 | 0 | 0 | 45.3667 | 27.8 | 55.6 | 0.99999 | 0 | 12.23 | 0.12502 | 0 | 10.2333
34.8124 | 0 | 0 | 34.8124 | 27.88 | 55.76 | 0.99999 | 0 | 12.23 | 0.12502 | 0 | 20.9476
19.25 | 0 | 0 | 19.25 | 27.24 | 54.48 | 0.99999 | 0 | 12.23 | 0.12502 | 0 | 35.23
1.5748 | 0 | 0 | 1.5748 | 27.72 | 55.44 | 0.99999 | 0 | 12.23 | 0.12502 | 0 | 53.8652
0 | 0 | 0 | 0 | 28.12 | 56.24 | 0.99999 | 0 | 7.48 | 0.12502 | 0 | 56.24
0 | 0 | 0 | 0 | 26.88 | 53.76 | 0.99999 | 0 | 7.48 | 0.12502 | 0 | 53.76
0 | 0 | 0 | 0 | 20.52 | 41.04 | 0.2 | 2.1372 | 7.48 | 0.12502 | 0 | 38.9028
0 | 0 | 0 | 0 | 20.28 | 40.56 | 0.95833 | 0 | 7.48 | 0.10709 | 2.2546 | 40.56
0 | 0 | 0 | 0 | 20.56 | 41.12 | 0.99999 | 0 | 7.48 | 0.10709 | 0.12386 | 41.12
0 | 0 | 0 | 0 | 17.08 | 34.16 | 0.99999 | 0 | 7.48 | 0.10709 | 0 | 34.16
0 | 0 | 0 | 0 | 15 | 30 | 0.99999 | 0 | 7.48 | 0.10709 | 0 | 30
0 | 0 | 0 | 0 | 13.68 | 27.36 | 0.99999 | 0 | 7.48 | 0.10709 | 0 | 27.36
0 | 0 | 0 | 0 | 14.88 | 29.76 | 0.99999 | 0 | 7.48 | 0.10709 | 0 | 29.76
0 | 0 | 0 | 0 | 12.08 | 24.16 | 0.99999 | 0 | 7.48 | 0.10709 | 0 | 24.16
0 | 0 | 0 | 0 | 12.72 | 25.44 | 0.99999 | 0 | 7.48 | 0.10709 | 0 | 25.44
0 | 0 | 0 | 0 | 18.72 | 37.44 | 0.99999 | 0 | 7.48 | 0.10709 | 0 | 37.44
0 | 0 | 0 | 0 | 20.2 | 40.4 | 0.99999 | 0 | 7.48 | 0.10709 | 0 | 40.4
0 | 0 | 0 | 0 | 27.68 | 55.36 | 0.99999 | 0 | 7.48 | 0.10709 | 0 | 55.36
8.3632 | 0 | 0 | 8.3632 | 30.92 | 61.84 | 0.99999 | 0 | 7.48 | 0.10709 | 0 | 53.4768
27.1339 | 0 | 0 | 27.1339 | 33.12 | 66.24 | 0.99999 | 0 | 7.48 | 0.10709 | 0 | 39.1061
42.8528 | 0 | 0 | 42.8528 | 35.28 | 70.56 | 0.99999 | 0 | 7.48 | 0.10709 | 0 | 27.7072
52.2627 | 0 | 0 | 52.2627 | 38.4 | 76.8 | 0.99999 | 0 | 7.48 | 0.12502 | 0 | 24.5373
56.0579 | 0 | 0 | 56.0579 | 36.12 | 72.24 | 0.99999 | 0 | 7.48 | 0.12502 | 0 | 16.1821
54.0722 | 0 | 0 | 54.0722 | 32.32 | 64.64 | 0.99999 | 0 | 7.48 | 0.12502 | 0 | 10.5678
47.7925 | 0 | 0 | 47.7925 | 30.92 | 61.84 | 0.99999 | 0 | 12.23 | 0.12502 | 0 | 14.0475
36.4851 | 0 | 0 | 36.4851 | 28 | 56 | 0.99999 | 0 | 12.23 | 0.12502 | 0 | 19.5149
19.8663 | 0 | 0 | 19.8663 | 28.04 | 56.08 | 0.99999 | 0 | 12.23 | 0.12502 | 0 | 36.2137
3.3648 | 0 | 0 | 3.3648 | 29.4 | 58.8 | 0.99999 | 0 | 12.23 | 0.12502 | 0 | 55.4352
0 | 0 | 0 | 0 | 30.4 | 60.8 | 0.99999 | 0 | 7.48 | 0.12502 | 0 | 60.8
0 | 0 | 0 | 0 | 31.24 | 62.48 | 0.99999 | 0 | 7.48 | 0.12502 | 0 | 62.48
0 | 0 | 0 | 0 | 31.8 | 63.6 | 0.2 | 2.1372 | 7.48 | 0.12502 | 0 | 61.4628
0 | 0 | 0 | 0 | 30.84 | 61.68 | 0.95833 | 0 | 7.48 | 0.10709 | 2.2546 | 61.68
0 | 0 | 0 | 0 | 28.28 | 56.56 | 0.99999 | 0 | 7.48 | 0.10709 | 0.12386 | 56.56
0 | 0 | 0 | 0 | 16.8 | 33.6 | 0.99999 | 0 | 7.48 | 0.10709 | 0 | 33.6
0 | 0 | 0 | 0 | 15.04 | 30.08 | 0.99999 | 0 | 7.48 | 0.10709 | 0 | 30.08
0 | 0 | 0 | 0 | 14.96 | 29.92 | 0.99999 | 0 | 7.48 | 0.10709 | 0 | 29.92
0 | 0 | 0 | 0 | 15.6 | 31.2 | 0.99999 | 0 | 7.48 | 0.10709 | 0 | 31.2
0 | 0 | 0 | 0 | 19.12 | 38.24 | 0.99999 | 0 | 7.48 | 0.10709 | 0 | 38.24
0 | 0 | 0 | 0 | 15.68 | 31.36 | 0.99999 | 0 | 7.48 | 0.10709 | 0 | 31.36
0 | 0 | 0 | 0 | 19.16 | 38.32 | 0.99999 | 0 | 7.48 | 0.10709 | 0 | 38.32
0 | 0 | 0 | 0 | 22.96 | 45.92 | 0.99999 | 0 | 7.48 | 0.10709 | 0 | 45.92
0 | 0 | 0 | 0 | 31.6 | 63.2 | 0.99999 | 0 | 7.48 | 0.10709 | 0 | 63.2
8.774 | 0 | 0 | 8.774 | 31.44 | 62.88 | 0.99999 | 0 | 7.48 | 0.10709 | 0 | 54.106
27.9849 | 0 | 0 | 27.9849 | 32.4 | 64.8 | 0.99999 | 0 | 7.48 | 0.10709 | 0 | 36.8151
43.6745 | 0 | 0 | 43.6745 | 33.2 | 66.4 | 0.99999 | 0 | 7.48 | 0.10709 | 0 | 22.7255
53.0256 | 0 | 0 | 53.0256 | 34.32 | 68.64 | 0.99999 | 0 | 7.48 | 0.12502 | 0 | 15.6144
56.7524 | 0 | 0 | 56.7524 | 33.08 | 66.16 | 0.99999 | 0 | 7.48 | 0.12502 | 0 | 9.4076
55.4906 | 0 | 0 | 55.4906 | 30.32 | 60.64 | 0.99999 | 0 | 7.48 | 0.12502 | 0 | 5.1494
48.5066 | 0 | 0 | 48.5066 | 29.52 | 59.04 | 0.99999 | 0 | 12.23 | 0.12502 | 0 | 10.5334
37.0524 | 0 | 0 | 37.0524 | 28.28 | 56.56 | 0.99999 | 0 | 12.23 | 0.12502 | 0 | 19.5076
20.6684 | 0 | 0 | 20.6684 | 26.88 | 53.76 | 0.99999 | 0 | 12.23 | 0.12502 | 0 | 33.0916
3.8735 | 0 | 0 | 3.8735 | 28.36 | 56.72 | 0.99999 | 0 | 12.23 | 0.12502 | 0 | 52.8465
0 | 0 | 0 | 0 | 30.24 | 60.48 | 0.99999 | 0 | 7.48 | 0.12502 | 0 | 60.48
0 | 0 | 0 | 0 | 29.72 | 59.44 | 0.99999 | 0 | 7.48 | 0.12502 | 0 | 59.44
0 | 0 | 0 | 0 | 30.4 | 60.8 | 0.2 | 2.1372 | 7.48 | 0.12502 | 0 | 58.6628
0 | 0 | 0 | 0 | 29.76 | 59.52 | 0.95833 | 0 | 7.48 | 0.10709 | 2.2546 | 59.52
0 | 0 | 0 | 0 | 24.16 | 48.32 | 0.99999 | 0 | 7.48 | 0.10709 | 0.12386 | 48.32
0 | 0 | 0 | 0 | 15.96 | 31.92 | 0.99999 | 0 | 7.48 | 0.10709 | 0 | 31.92
0 | 0 | 0 | 0 | 14.12 | 28.24 | 0.99999 | 0 | 7.48 | 0.10709 | 0 | 28.24
0 | 0 | 0 | 0 | 13.88 | 27.76 | 0.99999 | 0 | 7.48 | 0.10709 | 0 | 27.76
0 | 0 | 0 | 0 | 14.4 | 28.8 | 0.99999 | 0 | 7.48 | 0.10709 | 0 | 28.8
0 | 0 | 0 | 0 | 12.92 | 25.84 | 0.99999 | 0 | 7.48 | 0.10709 | 0 | 25.84
0 | 0 | 0 | 0 | 13.56 | 27.12 | 0.99999 | 0 | 7.48 | 0.10709 | 0 | 27.12
0 | 0 | 0 | 0 | 18.56 | 37.12 | 0.99999 | 0 | 7.48 | 0.10709 | 0 | 37.12
0 | 0 | 0 | 0 | 20.32 | 40.64 | 0.99999 | 0 | 7.48 | 0.10709 | 0 | 40.64
0 | 0 | 0 | 0 | 30.28 | 60.56 | 0.99999 | 0 | 7.48 | 0.10709 | 0 | 60.56
7.9328 | 0 | 0 | 7.9328 | 31.52 | 63.04 | 0.99999 | 0 | 7.48 | 0.10709 | 0 | 55.1072
26.0775 | 0 | 0 | 26.0775 | 32.88 | 65.76 | 0.99999 | 0 | 7.48 | 0.10709 | 0 | 39.6825
40.7009 | 0 | 0 | 40.7009 | 32.36 | 64.72 | 0.99999 | 0 | 7.48 | 0.10709 | 0 | 24.0191
48.7609 | 0 | 0 | 48.7609 | 32.32 | 64.64 | 0.99999 | 0 | 7.48 | 0.12502 | 0 | 15.8791
51.1671 | 0 | 0 | 51.1671 | 35.48 | 70.96 | 0.99999 | 0 | 7.48 | 0.12502 | 0 | 19.7929
48.3305 | 0 | 0 | 48.3305 | 31.88 | 63.76 | 0.99999 | 0 | 7.48 | 0.12502 | 0 | 15.4295
42.7452 | 0 | 0 | 42.7452 | 31.16 | 62.32 | 0.99999 | 0 | 12.23 | 0.12502 | 0 | 19.5748
32.7094 | 0 | 0 | 32.7094 | 30.8 | 61.6 | 0.99999 | 0 | 12.23 | 0.12502 | 0 | 28.8906
18.2817 | 0 | 0 | 18.2817 | 26.6 | 53.2 | 0.99999 | 0 | 12.23 | 0.12502 | 0 | 34.9183
1.6237 | 0 | 0 | 1.6237 | 29.64 | 59.28 | 0.99999 | 0 | 12.23 | 0.12502 | 0 | 57.6563
0 | 0 | 0 | 0 | 30.2 | 60.4 | 0.99999 | 0 | 7.48 | 0.12502 | 0 | 60.4
0 | 0 | 0 | 0 | 30.64 | 61.28 | 0.99999 | 0 | 7.48 | 0.12502 | 0 | 61.28
0 | 0 | 0 | 0 | 30.64 | 61.28 | 0.2 | 2.1372 | 7.48 | 0.12502 | 0 | 59.1428
0 | 0 | 0 | 0 | 30.32 | 60.64 | 0.95833 | 0 | 7.48 | 0.10709 | 2.2546 | 60.64
0 | 0 | 0 | 0 | 28.32 | 56.64 | 0.99999 | 0 | 7.48 | 0.10709 | 0.12386 | 56.64
0 | 0 | 0 | 0 | 20.52 | 41.04 | 0.99999 | 0 | 7.48 | 0.10709 | 0 | 41.04
0 | 0 | 0 | 0 | 14.04 | 28.08 | 0.99999 | 0 | 7.48 | 0.10709 | 0 | 28.08
0 | 0 | 0 | 0 | 13.48 | 26.96 | 0.99999 | 0 | 7.48 | 0.10709 | 0 | 26.96
0 | 0 | 0 | 0 | 14.56 | 29.12 | 0.99999 | 0 | 7.48 | 0.10709 | 0 | 29.12
0 | 0 | 0 | 0 | 12.04 | 24.08 | 0.99999 | 0 | 7.48 | 0.10709 | 0 | 24.08
0 | 0 | 0 | 0 | 13.12 | 26.24 | 0.99999 | 0 | 7.48 | 0.10709 | 0 | 26.24
0 | 0 | 0 | 0 | 18.76 | 37.52 | 0.99999 | 0 | 7.48 | 0.10709 | 0 | 37.52
0 | 0 | 0 | 0 | 22.84 | 45.68 | 0.99999 | 0 | 7.48 | 0.10709 | 0 | 45.68
0 | 0 | 0 | 0 | 30.88 | 61.76 | 0.99999 | 0 | 7.48 | 0.10709 | 0 | 61.76
2.553 | 0 | 0 | 2.553 | 28.4 | 56.8 | 0.99999 | 0 | 7.48 | 0.10709 | 0 | 54.247
10.7988 | 0 | 0 | 10.7988 | 30.72 | 61.44 | 0.99999 | 0 | 7.48 | 0.10709 | 0 | 50.6412
0.64558 | 0 | 0 | 0.64558 | 30.96 | 61.92 | 0.99999 | 0 | 7.48 | 0.10709 | 0 | 61.2744
6.8666 | 0 | 0 | 6.8666 | 31.72 | 63.44 | 0.99999 | 0 | 7.48 | 0.12502 | 0 | 56.5734
2.6704 | 0 | 0 | 2.6704 | 35.96 | 71.92 | 0.2 | 2.1372 | 7.48 | 0.12502 | 0 | 67.1124
6.8568 | 0 | 0 | 6.8568 | 31 | 62 | 0.2 | 0 | 7.48 | 0.12502 | 0 | 55.1432
5.8494 | 0 | 0 | 5.8494 | 26.68 | 53.36 | 0.2 | 0 | 12.23 | 0.12502 | 0 | 47.5107
4.2061 | 0 | 0 | 4.2061 | 25.84 | 51.68 | 0.2 | 0 | 12.23 | 0.12502 | 0 | 47.4739
1.9367 | 0 | 0 | 1.9367 | 24.32 | 48.64 | 0.2 | 0 | 12.23 | 0.12502 | 0 | 46.7033
0 | 0 | 0 | 0 | 26.36 | 52.72 | 0.2 | 0 | 12.23 | 0.12502 | 0 | 52.72
0 | 0 | 0 | 0 | 25.28 | 50.56 | 0.2 | 0 | 7.48 | 0.12502 | 0 | 50.56
0 | 0 | 0 | 0 | 28.16 | 56.32 | 0.2 | 0 | 7.48 | 0.12502 | 0 | 56.32
0 | 0 | 0 | 0 | 28.92 | 57.84 | 0.2 | 0 | 7.48 | 0.12502 | 0 | 57.84
0 | 0 | 0 | 0 | 29.68 | 59.36 | 0.80023 | 0 | 7.48 | 0.10709 | 1.7846 | 59.36
0 | 0 | 0 | 0 | 25.12 | 50.24 | 0.80023 | 0 | 7.48 | 0.10709 | 0 | 50.24
0 | 0 | 0 | 0 | 16.56 | 33.12 | 0.80023 | 0 | 7.48 | 0.10709 | 0 | 33.12
0 | 0 | 0 | 0 | 14.96 | 29.92 | 0.80023 | 0 | 7.48 | 0.10709 | 0 | 29.92
0 | 0 | 0 | 0 | 13.76 | 27.52 | 0.80023 | 0 | 7.48 | 0.10709 | 0 | 27.52
0 | 0 | 0 | 0 | 14.2 | 28.4 | 0.80023 | 0 | 7.48 | 0.10709 | 0 | 28.4
0 | 0 | 0 | 0 | 11.8 | 23.6 | 0.80023 | 0 | 7.48 | 0.10709 | 0 | 23.6
0 | 0 | 0 | 0 | 12.72 | 25.44 | 0.80023 | 0 | 7.48 | 0.10709 | 0 | 25.44
0 | 0 | 0 | 0 | 17.88 | 35.76 | 0.80023 | 0 | 7.48 | 0.10709 | 0 | 35.76
0 | 0 | 0 | 0 | 22.52 | 45.04 | 0.80023 | 0 | 7.48 | 0.10709 | 0 | 45.04
0 | 0 | 0 | 0 | 30.92 | 61.84 | 0.80023 | 0 | 7.48 | 0.10709 | 0 | 61.84
0.50864 | 0 | 0 | 0.50864 | 30.96 | 61.92 | 0.80023 | 0 | 7.48 | 0.10709 | 0 | 61.4114
3.3648 | 0 | 0 | 3.3648 | 33.8 | 67.6 | 0.80023 | 0 | 7.48 | 0.10709 | 0 | 64.2352
0 | 0 | 0 | 0 | 32.68 | 65.36 | 0.80023 | 0 | 7.48 | 0.10709 | 0 | 65.36
26.4003 | 0 | 0 | 26.4003 | 35.68 | 71.36 | 0.80023 | 0 | 7.48 | 0.10709 | 0 | 44.9597
21.0107 | 0 | 0 | 21.0107 | 38.08 | 76.16 | 0.80023 | 0 | 7.48 | 0.10709 | 0 | 55.1493
50.8932 | 0 | 0 | 50.8932 | 35.96 | 71.92 | 0.80023 | 0 | 7.48 | 0.10709 | 0 | 21.0268
32.592 | 0 | 0 | 32.592 | 29.12 | 58.24 | 0.80023 | 0 | 7.48 | 0.10709 | 0 | 25.648
33.2767 | 0 | 0 | 33.2767 | 28.28 | 56.56 | 0.80023 | 0 | 7.48 | 0.10709 | 0 | 23.2833
17.9197 | 0 | 0 | 17.9197 | 28.04 | 56.08 | 0.80023 | 0 | 7.48 | 0.10709 | 0 | 38.1603
1.7313 | 0 | 0 | 1.7313 | 28.52 | 57.04 | 0.80023 | 0 | 7.48 | 0.10709 | 0 | 55.3087
0 | 0 | 0 | 0 | 30.08 | 60.16 | 0.80023 | 0 | 7.48 | 0.10709 | 0 | 60.16
0 | 0 | 0 | 0 | 30.12 | 60.24 | 0.80023 | 0 | 7.48 | 0.10709 | 0 | 60.24
0 | 0 | 0 | 0 | 29.76 | 59.52 | 0.80023 | 0 | 7.48 | 0.10709 | 0 | 59.52
0 | 0 | 0 | 0 | 29.24 | 58.48 | 0.80023 | 0 | 7.48 | 0.10709 | 0 | 58.48
0 | 0 | 0 | 0 | 27.44 | 54.88 | 0.80023 | 0 | 7.48 | 0.10709 | 0 | 54.88
0 | 0 | 0 | 0 | 22.28 | 44.56 | 0.80023 | 0 | 7.48 | 0.10709 | 0 | 44.56
0 | 0 | 0 | 0 | 18.68 | 37.36 | 0.80023 | 0 | 7.48 | 0.10709 | 0 | 37.36
0 | 0 | 0 | 0 | 18.16 | 36.32 | 0.80023 | 0 | 7.48 | 0.10709 | 0 | 36.32
0 | 0 | 0 | 0 | 17.52 | 35.04 | 0.80023 | 0 | 7.48 | 0.10709 | 0 | 35.04
0 | 0 | 0 | 0 | 17.56 | 35.12 | 0.80023 | 0 | 7.48 | 0.10709 | 0 | 35.12
0 | 0 | 0 | 0 | 17.2 | 34.4 | 0.80023 | 0 | 7.48 | 0.10709 | 0 | 34.4
0 | 0 | 0 | 0 | 17.76 | 35.52 | 0.80023 | 0 | 7.48 | 0.10709 | 0 | 35.52
0 | 0 | 0 | 0 | 19.44 | 38.88 | 0.80023 | 0 | 7.48 | 0.10709 | 0 | 38.88
0 | 0 | 0 | 0 | 20.44 | 40.88 | 0.80023 | 0 | 7.48 | 0.10709 | 0 | 40.88
0.58689 | 0 | 0 | 0.58689 | 26.68 | 53.36 | 0.80023 | 0 | 7.48 | 0.10709 | 0 | 52.7731
3.8539 | 0 | 0 | 3.8539 | 27.16 | 54.32 | 0.80023 | 0 | 7.48 | 0.10709 | 0 | 50.4661
8.7936 | 0 | 0 | 8.7936 | 28.88 | 57.76 | 0.80023 | 0 | 7.48 | 0.10709 | 0 | 48.9664
6.1135 | 0 | 0 | 6.1135 | 28.88 | 57.76 | 0.80023 | 0 | 7.48 | 0.10709 | 0 | 51.6466
12.7942 | 0 | 0 | 12.7942 | 28.88 | 57.76 | 0.80023 | 0 | 7.48 | 0.10709 | 0 | 44.9658
12.491 | 0 | 0 | 12.491 | 27.52 | 55.04 | 0.80023 | 0 | 7.48 | 0.10709 | 0 | 42.549
5.8591 | 0 | 0 | 5.8591 | 27.32 | 54.64 | 0.80023 | 0 | 7.48 | 0.10709 | 0 | 48.7809
6.0743 | 0 | 0 | 6.0743 | 28.04 | 56.08 | 0.80023 | 0 | 7.48 | 0.10709 | 0 | 50.0057
3.0029 | 0 | 0 | 3.0029 | 27.68 | 55.36 | 0.80023 | 0 | 7.48 | 0.10709 | 0 | 52.3571
0 | 0 | 0 | 0 | 29.4 | 58.8 | 0.80023 | 0 | 7.48 | 0.10709 | 0 | 58.8
0 | 0 | 0 | 0 | 27.8 | 55.6 | 0.80023 | 0 | 7.48 | 0.10709 | 0 | 55.6
0 | 0 | 0 | 0 | 26.72 | 53.44 | 0.80023 | 0 | 7.48 | 0.10709 | 0 | 53.44
0 | 0 | 0 | 0 | 26.92 | 53.84 | 0.80023 | 0 | 7.48 | 0.10709 | 0 | 53.84
0 | 0 | 0 | 0 | 26.88 | 53.76 | 0.80023 | 0 | 7.48 | 0.10709 | 0 | 53.76
0 | 0 | 0 | 0 | 26.24 | 52.48 | 0.80023 | 0 | 7.48 | 0.10709 | 0 | 52.48
0 | 0 | 0 | 0 | 21.68 | 43.36 | 0.80023 | 0 | 7.48 | 0.10709 | 0 | 43.36
0 | 0 | 0 | 0 | 22 | 44 | 0.80023 | 0 | 7.48 | 0.10709 | 0 | 44
0 | 0 | 0 | 0 | 19 | 38 | 0.80023 | 0 | 7.48 | 0.10709 | 0 | 38
0 | 0 | 0 | 0 | 18 | 36 | 0.80023 | 0 | 7.48 | 0.10709 | 0 | 36
0 | 0 | 0 | 0 | 17.96 | 35.92 | 0.80023 | 0 | 7.48 | 0.10709 | 0 | 35.92
0 | 0 | 0 | 0 | 18.64 | 37.28 | 0.80023 | 0 | 7.48 | 0.10709 | 0 | 37.28
0 | 0 | 0 | 0 | 23.36 | 46.72 | 0.80023 | 0 | 7.48 | 0.10709 | 0 | 46.72
0 | 0 | 0 | 0 | 25.08 | 50.16 | 0.80023 | 0 | 7.48 | 0.10709 | 0 | 50.16
0 | 0 | 0 | 0 | 22.56 | 45.12 | 0.80023 | 0 | 7.48 | 0.10709 | 0 | 45.12
6.8666 | 0 | 0 | 6.8666 | 20 | 40 | 0.80023 | 0 | 7.48 | 0.10709 | 0 | 33.1334
24.7375 | 0 | 0 | 24.7375 | 24 | 48 | 0.80023 | 0 | 7.48 | 0.10709 | 0 | 23.2625
40.5933 | 0 | 0 | 40.5933 | 24.88 | 49.76 | 0.80023 | 0 | 7.48 | 0.10709 | 0 | 9.1667
51.1965 | 0 | 0 | 51.1965 | 26.4 | 52.8 | 0.2 | 1.6035 | 7.48 | 0.12502 | 0 | 0
56.3122 | 2.2546 | 0.45758 | 53.6 | 26.8 | 53.6 | 0.95833 | 0 | 7.48 | 0.12502 | 0 | 0
55.2754 | 0.12386 | 0.5915 | 54.56 | 27.28 | 54.56 | 0.99999 | 0 | 7.48 | 0.12502 | 0 | 0
49.2499 | 0 | 0 | 49.2499 | 26.52 | 53.04 | 0.99999 | 0 | 12.23 | 0.12502 | 0 | 3.79
37.2578 | 0 | 0 | 37.2578 | 25.12 | 50.24 | 0.99999 | 0 | 12.23 | 0.12502 | 0 | 12.9822
20.4238 | 0 | 0 | 20.4238 | 25.08 | 50.16 | 0.99999 | 0 | 12.23 | 0.12502 | 0 | 29.7362
3.8344 | 0 | 0 | 3.8344 | 26.44 | 52.88 | 0.99999 | 0 | 12.23 | 0.12502 | 0 | 49.0456
0 | 0 | 0 | 0 | 26.22 | 52.44 | 0.99999 | 0 | 7.48 | 0.12502 | 0 | 52.44
0 | 0 | 0 | 0 | 22.52 | 45.04 | 0.99999 | 0 | 7.48 | 0.12502 | 0 | 45.04
0 | 0 | 0 | 0 | 19.08 | 38.16 | 0.2 | 2.1372 | 7.48 | 0.12502 | 0 | 36.0228
0 | 0 | 0 | 0 | 18.8 | 37.6 | 0.95833 | 0 | 7.48 | 0.10709 | 2.2546 | 37.6
0 | 0 | 0 | 0 | 19.56 | 39.12 | 0.99999 | 0 | 7.48 | 0.10709 | 0.12386 | 39.12
0 | 0 | 0 | 0 | 16.36 | 32.72 | 0.99999 | 0 | 7.48 | 0.10709 | 0 | 32.72
0 | 0 | 0 | 0 | 14.28 | 28.56 | 0.99999 | 0 | 7.48 | 0.10709 | 0 | 28.56
0 | 0 | 0 | 0 | 14.12 | 28.24 | 0.99999 | 0 | 7.48 | 0.10709 | 0 | 28.24
0 | 0 | 0 | 0 | 16.24 | 32.48 | 0.99999 | 0 | 7.48 | 0.10709 | 0 | 32.48
0 | 0 | 0 | 0 | 19.24 | 38.48 | 0.99999 | 0 | 7.48 | 0.10709 | 0 | 38.48
0 | 0 | 0 | 0 | 18.68 | 37.36 | 0.99999 | 0 | 7.48 | 0.10709 | 0 | 37.36
0 | 0 | 0 | 0 | 16.76 | 33.52 | 0.99999 | 0 | 7.48 | 0.10709 | 0 | 33.52
0 | 0 | 0 | 0 | 21.04 | 42.08 | 0.99999 | 0 | 7.48 | 0.10709 | 0 | 42.08
0 | 0 | 0 | 0 | 29.76 | 59.52 | 0.99999 | 0 | 7.48 | 0.10709 | 0 | 59.52
7.2481 | 0 | 0 | 7.2481 | 29.12 | 58.24 | 0.99999 | 0 | 7.48 | 0.10709 | 0 | 50.9919
25.3048 | 0 | 0 | 25.3048 | 30.8 | 61.6 | 0.99999 | 0 | 7.48 | 0.10709 | 0 | 36.2952
40.3488 | 0 | 0 | 40.3488 | 30.92 | 61.84 | 0.99999 | 0 | 7.48 | 0.10709 | 0 | 21.4912
49.6999 | 0 | 0 | 49.6999 | 31.16 | 62.32 | 0.99999 | 0 | 7.48 | 0.12502 | 0 | 12.6201
52.5757 | 0 | 0 | 52.5757 | 35.6 | 71.2 | 0.99999 | 0 | 7.48 | 0.12502 | 0 | 18.6243
51.7247 | 0 | 0 | 51.7247 | 34.72 | 69.44 | 0.99999 | 0 | 7.48 | 0.12502 | 0 | 17.7153
47.4404 | 0 | 0 | 47.4404 | 29.48 | 58.96 | 0.99999 | 0 | 12.23 | 0.12502 | 0 | 11.5196
36.309 | 0 | 0 | 36.309 | 28.4 | 56.8 | 0.99999 | 0 | 12.23 | 0.12502 | 0 | 20.491
20.1695 | 0 | 0 | 20.1695 | 25.56 | 51.12 | 0.99999 | 0 | 12.23 | 0.12502 | 0 | 30.9505
3.8344 | 0 | 0 | 3.8344 | 25.88 | 51.76 | 0.99999 | 0 | 12.23 | 0.12502 | 0 | 47.9256
0 | 0 | 0 | 0 | 28.12 | 56.24 | 0.99999 | 0 | 7.48 | 0.12502 | 0 | 56.24
0 | 0 | 0 | 0 | 29.64 | 59.28 | 0.99999 | 0 | 7.48 | 0.12502 | 0 | 59.28
0 | 0 | 0 | 0 | 29.48 | 58.96 | 0.2 | 2.1372 | 7.48 | 0.12502 | 0 | 56.8228
0 | 0 | 0 | 0 | 29.2 | 58.4 | 0.95833 | 0 | 7.48 | 0.10709 | 2.2546 | 58.4
0 | 0 | 0 | 0 | 25.8 | 51.6 | 0.99999 | 0 | 7.48 | 0.10709 | 0.12386 | 51.6
0 | 0 | 0 | 0 | 16.16 | 32.32 | 0.99999 | 0 | 7.48 | 0.10709 | 0 | 32.32
0 | 0 | 0 | 0 | 13.96 | 27.92 | 0.99999 | 0 | 7.48 | 0.10709 | 0 | 27.92
0 | 0 | 0 | 0 | 13.84 | 27.68 | 0.99999 | 0 | 7.48 | 0.10709 | 0 | 27.68
0 | 0 | 0 | 0 | 12.8 | 25.6 | 0.99999 | 0 | 7.48 | 0.10709 | 0 | 25.6
0 | 0 | 0 | 0 | 11.8 | 23.6 | 0.99999 | 0 | 7.48 | 0.10709 | 0 | 23.6
0 | 0 | 0 | 0 | 12.24 | 24.48 | 0.99999 | 0 | 7.48 | 0.10709 | 0 | 24.48
0 | 0 | 0 | 0 | 16.16 | 32.32 | 0.99999 | 0 | 7.48 | 0.10709 | 0 | 32.32
0 | 0 | 0 | 0 | 18.2 | 36.4 | 0.99999 | 0 | 7.48 | 0.10709 | 0 | 36.4
0 | 0 | 0 | 0 | 29.08 | 58.16 | 0.99999 | 0 | 7.48 | 0.10709 | 0 | 58.16
3.9126 | 0 | 0 | 3.9126 | 29.04 | 58.08 | 0.99999 | 0 | 7.48 | 0.10709 | 0 | 54.1674
15.1711 | 0 | 0 | 15.1711 | 30.96 | 61.92 | 0.99999 | 0 | 7.48 | 0.10709 | 0 | 46.7489
25.3341 | 0 | 0 | 25.3341 | 26.6 | 53.2 | 0.99999 | 0 | 7.48 | 0.10709 | 0 | 27.8659
32.905 | 0 | 0 | 32.905 | 26.52 | 53.04 | 0.99999 | 0 | 7.48 | 0.12502 | 0 | 20.135
54.6493 | 0 | 0 | 54.6493 | 29.68 | 59.36 | 0.99999 | 0 | 7.48 | 0.12502 | 0 | 4.7107
42.6376 | 0 | 0 | 42.6376 | 28.6 | 57.2 | 0.99999 | 0 | 7.48 | 0.12502 | 0 | 14.5624
42.667 | 0 | 0 | 42.667 | 26.88 | 53.76 | 0.99999 | 0 | 12.23 | 0.12502 | 0 | 11.093
31.4378 | 0 | 0 | 31.4378 | 26.08 | 52.16 | 0.99999 | 0 | 12.23 | 0.12502 | 0 | 20.7222
17.2448 | 0 | 0 | 17.2448 | 24.24 | 48.48 | 0.99999 | 0 | 12.23 | 0.12502 | 0 | 31.2352
3.9322 | 0 | 0 | 3.9322 | 24.56 | 49.12 | 0.99999 | 0 | 12.23 | 0.12502 | 0 | 45.1878
0 | 0 | 0 | 0 | 25.76 | 51.52 | 0.99999 | 0 | 7.48 | 0.12502 | 0 | 51.52
0 | 0 | 0 | 0 | 26.3 | 52.6 | 0.99999 | 0 | 7.48 | 0.12502 | 0 | 52.6
0 | 0 | 0 | 0 | 25.88 | 51.76 | 0.2 | 2.1372 | 7.48 | 0.12502 | 0 | 49.6228
0 | 0 | 0 | 0 | 23.44 | 46.88 | 0.95833 | 0 | 7.48 | 0.10709 | 2.2546 | 46.88
0 | 0 | 0 | 0 | 21.08 | 42.16 | 0.99999 | 0 | 7.48 | 0.10709 | 0.12386 | 42.16
0 | 0 | 0 | 0 | 15.88 | 31.76 | 0.99999 | 0 | 7.48 | 0.10709 | 0 | 31.76
0 | 0 | 0 | 0 | 14.48 | 28.96 | 0.99999 | 0 | 7.48 | 0.10709 | 0 | 28.96
0 | 0 | 0 | 0 | 13.56 | 27.12 | 0.99999 | 0 | 7.48 | 0.10709 | 0 | 27.12
0 | 0 | 0 | 0 | 13.64 | 27.28 | 0.99999 | 0 | 7.48 | 0.10709 | 0 | 27.28
0 | 0 | 0 | 0 | 13.4 | 26.8 | 0.99999 | 0 | 7.48 | 0.10709 | 0 | 26.8
0 | 0 | 0 | 0 | 14 | 28 | 0.99999 | 0 | 7.48 | 0.10709 | 0 | 28
0 | 0 | 0 | 0 | 14.76 | 29.52 | 0.99999 | 0 | 7.48 | 0.10709 | 0 | 29.52
0 | 0 | 0 | 0 | 14.96 | 29.92 | 0.99999 | 0 | 7.48 | 0.10709 | 0 | 29.92
0 | 0 | 0 | 0 | 26.12 | 52.24 | 0.99999 | 0 | 7.48 | 0.10709 | 0 | 52.24
7.0231 | 0 | 0 | 7.0231 | 25.76 | 51.52 | 0.99999 | 0 | 7.48 | 0.10709 | 0 | 44.4969
25.0016 | 0 | 0 | 25.0016 | 26.04 | 52.08 | 0.99999 | 0 | 7.48 | 0.10709 | 0 | 27.0784
40.026 | 0 | 0 | 40.026 | 27.44 | 54.88 | 0.99999 | 0 | 7.48 | 0.10709 | 0 | 14.854
49.4651 | 0 | 0 | 49.4651 | 29.84 | 59.68 | 0.99999 | 0 | 7.48 | 0.12502 | 0 | 10.2149
51.9496 | 0 | 0 | 51.9496 | 28.44 | 56.88 | 0.99999 | 0 | 7.48 | 0.12502 | 0 | 4.9303
49.4749 | 0 | 0 | 49.4749 | 27.36 | 54.72 | 0.99999 | 0 | 7.48 | 0.12502 | 0 | 5.2451
43.8408 | 0 | 0 | 43.8408 | 24.8 | 49.6 | 0.99999 | 0 | 12.23 | 0.12502 | 0 | 5.7592
34.0201 | 0 | 0 | 34.0201 | 25.16 | 50.32 | 0.99999 | 0 | 12.23 | 0.12502 | 0 | 16.2999
19.9934 | 0 | 0 | 19.9934 | 25.32 | 50.64 | 0.99999 | 0 | 12.23 | 0.12502 | 0 | 30.6466
4.2354 | 0 | 0 | 4.2354 | 26.84 | 53.68 | 0.99999 | 0 | 12.23 | 0.12502 | 0 | 49.4446
0 | 0 | 0 | 0 | 26.24 | 52.48 | 0.99999 | 0 | 7.48 | 0.12502 | 0 | 52.48
0 | 0 | 0 | 0 | 26.4 | 52.8 | 0.99999 | 0 | 7.48 | 0.12502 | 0 | 52.8
0 | 0 | 0 | 0 | 26.92 | 53.84 | 0.2 | 2.1372 | 7.48 | 0.12502 | 0 | 51.7028
0 | 0 | 0 | 0 | 26.2 | 52.4 | 0.95833 | 0 | 7.48 | 0.10709 | 2.2546 | 52.4
0 | 0 | 0 | 0 | 22.68 | 45.36 | 0.99999 | 0 | 7.48 | 0.10709 | 0.12386 | 45.36
0 | 0 | 0 | 0 | 21.28 | 42.56 | 0.99999 | 0 | 7.48 | 0.10709 | 0 | 42.56
0 | 0 | 0 | 0 | 19.32 | 38.64 | 0.99999 | 0 | 7.48 | 0.10709 | 0 | 38.64
0 | 0 | 0 | 0 | 18.52 | 37.04 | 0.99999 | 0 | 7.48 | 0.10709 | 0 | 37.04
0 | 0 | 0 | 0 | 17.28 | 34.56 | 0.99999 | 0 | 7.48 | 0.10709 | 0 | 34.56
0 | 0 | 0 | 0 | 17.64 | 35.28 | 0.99999 | 0 | 7.48 | 0.10709 | 0 | 35.28
0 | 0 | 0 | 0 | 15.92 | 31.84 | 0.99999 | 0 | 7.48 | 0.10709 | 0 | 31.84
0 | 0 | 0 | 0 | 14.4 | 28.8 | 0.99999 | 0 | 7.48 | 0.10709 | 0 | 28.8
0 | 0 | 0 | 0 | 15 | 30 | 0.99999 | 0 | 7.48 | 0.10709 | 0 | 30
0 | 0 | 0 | 0 | 25.56 | 51.12 | 0.99999 | 0 | 7.48 | 0.10709 | 0 | 51.12
6.9644 | 0 | 0 | 6.9644 | 25.28 | 50.56 | 0.99999 | 0 | 7.48 | 0.10709 | 0 | 43.5956
24.6983 | 0 | 0 | 24.6983 | 27.72 | 55.44 | 0.99999 | 0 | 7.48 | 0.10709 | 0 | 30.7417
39.5956 | 0 | 0 | 39.5956 | 31.16 | 62.32 | 0.99999 | 0 | 7.48 | 0.10709 | 0 | 22.7244
48.7022 | 0 | 0 | 48.7022 | 31.72 | 63.44 | 0.99999 | 0 | 7.48 | 0.12502 | 0 | 14.7378
51.666 | 0 | 0 | 51.666 | 30.96 | 61.92 | 0.99999 | 0 | 7.48 | 0.12502 | 0 | 10.254
50.8835 | 0 | 0 | 50.8835 | 27.52 | 55.04 | 0.99999 | 0 | 7.48 | 0.12502 | 0 | 4.1565
44.0168 | 0 | 0 | 44.0168 | 25.76 | 51.52 | 0.99999 | 0 | 12.23 | 0.12502 | 0 | 7.5032
34.2744 | 0 | 0 | 34.2744 | 25.64 | 51.28 | 0.99999 | 0 | 12.23 | 0.12502 | 0 | 17.0056
19.9445 | 0 | 0 | 19.9445 | 25.04 | 50.08 | 0.99999 | 0 | 12.23 | 0.12502 | 0 | 30.1355
4.3039 | 0 | 0 | 4.3039 | 26.12 | 52.24 | 0.99999 | 0 | 12.23 | 0.12502 | 0 | 47.9361
0 | 0 | 0 | 0 | 26.32 | 52.64 | 0.99999 | 0 | 7.48 | 0.12502 | 0 | 52.64
0 | 0 | 0 | 0 | 27.64 | 55.28 | 0.99999 | 0 | 7.48 | 0.12502 | 0 | 55.28
0 | 0 | 0 | 0 | 27.48 | 54.96 | 0.2 | 2.1372 | 7.48 | 0.12502 | 0 | 52.8228
0 | 0 | 0 | 0 | 26.96 | 53.92 | 0.2 | 0 | 7.48 | 0.10709 | 0 | 53.92
0 | 0 | 0 | 0 | 23.92 | 47.84 | 0.2 | 0 | 7.48 | 0.10709 | 0 | 47.84
0 | 0 | 0 | 0 | 18.12 | 36.24 | 0.2 | 0 | 7.48 | 0.10709 | 0 | 36.24
0 | 0 | 0 | 0 | 14.56 | 29.12 | 0.2 | 0 | 7.48 | 0.10709 | 0 | 29.12
0 | 0 | 0 | 0 | 14.24 | 28.48 | 0.2 | 0 | 7.48 | 0.10709 | 0 | 28.48
0 | 0 | 0 | 0 | 13.28 | 26.56 | 0.2 | 0 | 7.48 | 0.10709 | 0 | 26.56
0 | 0 | 0 | 0 | 12.48 | 24.96 | 0.2 | 0 | 7.48 | 0.10709 | 0 | 24.96
0 | 0 | 0 | 0 | 13.84 | 27.68 | 0.2 | 0 | 7.48 | 0.10709 | 0 | 27.68
0 | 0 | 0 | 0 | 16.28 | 32.56 | 0.2 | 0 | 7.48 | 0.10709 | 0 | 32.56
0 | 0 | 0 | 0 | 16.84 | 33.68 | 0.2 | 0 | 7.48 | 0.10709 | 0 | 33.68
0 | 0 | 0 | 0 | 16.8 | 33.6 | 0.2 | 0 | 7.48 | 0.10709 | 0 | 33.6
6.5732 | 0 | 0 | 6.5732 | 16.48 | 32.96 | 0.2 | 0 | 7.48 | 0.10709 | 0 | 26.3868
23.7495 | 0 | 0 | 23.7495 | 17.48 | 34.96 | 0.2 | 0 | 7.48 | 0.10709 | 0 | 11.2105
38.4512 | 2.2546 | 0.35653 | 35.84 | 17.92 | 35.84 | 0.95833 | 0 | 7.48 | 0.10709 | 0 | 0
47.235 | 0.12386 | 5.3511 | 41.76 | 20.88 | 41.76 | 0.99999 | 0 | 7.48 | 0.10709 | 0 | 0
51.4508 | 0 | 0 | 51.4508 | 33.6 | 67.2 | 0.99999 | 0 | 7.48 | 0.10709 | 0 | 15.7492
49.4554 | 0 | 0 | 49.4554 | 36.32 | 72.64 | 0.99999 | 0 | 7.48 | 0.10709 | 0 | 23.1846
44.144 | 0 | 0 | 44.144 | 33.08 | 66.16 | 0.99999 | 0 | 7.48 | 0.10709 | 0 | 22.016
34.2255 | 0 | 0 | 34.2255 | 31.36 | 62.72 | 0.99999 | 0 | 7.48 | 0.10709 | 0 | 28.4945
19.2207 | 0 | 0 | 19.2207 | 29.8 | 59.6 | 0.99999 | 0 | 7.48 | 0.10709 | 0 | 40.3793
4.1963 | 0 | 0 | 4.1963 | 30.4 | 60.8 | 0.99999 | 0 | 7.48 | 0.10709 | 0 | 56.6037
0 | 0 | 0 | 0 | 30.4 | 60.8 | 0.99999 | 0 | 7.48 | 0.10709 | 0 | 60.8
0 | 0 | 0 | 0 | 30.56 | 61.12 | 0.99999 | 0 | 7.48 | 0.10709 | 0 | 61.12
0 | 0 | 0 | 0 | 30.24 | 60.48 | 0.99999 | 0 | 7.48 | 0.10709 | 0 | 60.48
0 | 0 | 0 | 0 | 29.16 | 58.32 | 0.99999 | 0 | 7.48 | 0.10709 | 0 | 58.32
0 | 0 | 0 | 0 | 23.4 | 46.8 | 0.99999 | 0 | 7.48 | 0.10709 | 0 | 46.8
0 | 0 | 0 | 0 | 21.52 | 43.04 | 0.99999 | 0 | 7.48 | 0.10709 | 0 | 43.04
0 | 0 | 0 | 0 | 15.24 | 30.48 | 0.99999 | 0 | 7.48 | 0.10709 | 0 | 30.48
0 | 0 | 0 | 0 | 14.24 | 28.48 | 0.99999 | 0 | 7.48 | 0.10709 | 0 | 28.48
0 | 0 | 0 | 0 | 12.92 | 25.84 | 0.99999 | 0 | 7.48 | 0.10709 | 0 | 25.84
0 | 0 | 0 | 0 | 12.96 | 25.92 | 0.99999 | 0 | 7.48 | 0.10709 | 0 | 25.92
0 | 0 | 0 | 0 | 13.4 | 26.8 | 0.99999 | 0 | 7.48 | 0.10709 | 0 | 26.8
0 | 0 | 0 | 0 | 14.52 | 29.04 | 0.99999 | 0 | 7.48 | 0.10709 | 0 | 29.04
0 | 0 | 0 | 0 | 14.72 | 29.44 | 0.99999 | 0 | 7.48 | 0.10709 | 0 | 29.44
0 | 0 | 0 | 0 | 16 | 32 | 0.99999 | 0 | 7.48 | 0.10709 | 0 | 32
2.2204 | 0 | 0 | 2.2204 | 20.64 | 41.28 | 0.99999 | 0 | 7.48 | 0.10709 | 0 | 39.0596
11.5031 | 0 | 0 | 11.5031 | 20.24 | 40.48 | 0.99999 | 0 | 7.48 | 0.10709 | 0 | 28.9769
20.0912 | 0 | 0 | 20.0912 | 21.88 | 43.76 | 0.99999 | 0 | 7.48 | 0.10709 | 0 | 23.6688
26.1851 | 0 | 0 | 26.1851 | 22.44 | 44.88 | 0.99999 | 0 | 7.48 | 0.10709 | 0 | 18.6949
28.9337 | 0 | 0 | 28.9337 | 22.52 | 45.04 | 0.99999 | 0 | 7.48 | 0.10709 | 0 | 16.1063
41.9725 | 0 | 0 | 41.9725 | 21.4 | 42.8 | 0.99999 | 0 | 7.48 | 0.10709 | 0 | 0.8275
6.6514 | 0 | 0 | 6.6514 | 21.8 | 43.6 | 0.99999 | 0 | 7.48 | 0.10709 | 0 | 36.9486
10.8379 | 0 | 0 | 10.8379 | 21.2 | 42.4 | 0.99999 | 0 | 7.48 | 0.10709 | 0 | 31.5621
5.7124 | 0 | 0 | 5.7124 | 21.24 | 42.48 | 0.99999 | 0 | 7.48 | 0.10709 | 0 | 36.7676
0.49886 | 0 | 0 | 0.49886 | 23.32 | 46.64 | 0.99999 | 0 | 7.48 | 0.10709 | 0 | 46.1411
0 | 0 | 0 | 0 | 24.16 | 48.32 | 0.99999 | 0 | 7.48 | 0.10709 | 0 | 48.32
0 | 0 | 0 | 0 | 21.76 | 43.52 | 0.99999 | 0 | 7.48 | 0.10709 | 0 | 43.52
0 | 0 | 0 | 0 | 20.04 | 40.08 | 0.99999 | 0 | 7.48 | 0.10709 | 0 | 40.08
0 | 0 | 0 | 0 | 20.4 | 40.8 | 0.99999 | 0 | 7.48 | 0.10709 | 0 | 40.8
0 | 0 | 0 | 0 | 20.32 | 40.64 | 0.99999 | 0 | 7.48 | 0.10709 | 0 | 40.64
0 | 0 | 0 | 0 | 16.8 | 33.6 | 0.99999 | 0 | 7.48 | 0.10709 | 0 | 33.6
0 | 0 | 0 | 0 | 16.88 | 33.76 | 0.99999 | 0 | 7.48 | 0.10709 | 0 | 33.76
0 | 0 | 0 | 0 | 16.44 | 32.88 | 0.99999 | 0 | 7.48 | 0.10709 | 0 | 32.88
0 | 0 | 0 | 0 | 15.68 | 31.36 | 0.99999 | 0 | 7.48 | 0.10709 | 0 | 31.36
0 | 0 | 0 | 0 | 13.52 | 27.04 | 0.99999 | 0 | 7.48 | 0.10709 | 0 | 27.04
0 | 0 | 0 | 0 | 12.64 | 25.28 | 0.99999 | 0 | 7.48 | 0.10709 | 0 | 25.28
0 | 0 | 0 | 0 | 13.6 | 27.2 | 0.99999 | 0 | 7.48 | 0.10709 | 0 | 27.2
0 | 0 | 0 | 0 | 13.92 | 27.84 | 0.99999 | 0 | 7.48 | 0.10709 | 0 | 27.84
0 | 0 | 0 | 0 | 14.4 | 28.8 | 0.99999 | 0 | 7.48 | 0.10709 | 0 | 28.8
1.1151 | 0 | 0 | 1.1151 | 13.64 | 27.28 | 0.99999 | 0 | 7.48 | 0.10709 | 0 | 26.1649
6.5145 | 0 | 0 | 6.5145 | 20.48 | 40.96 | 0.99999 | 0 | 7.48 | 0.10709 | 0 | 34.4455
11.64 | 0 | 0 | 11.64 | 21.32 | 42.64 | 0.99999 | 0 | 7.48 | 0.10709 | 0 | 31
15.3668 | 0 | 0 | 15.3668 | 21.44 | 42.88 | 0.99999 | 0 | 7.48 | 0.12502 | 0 | 27.5132
17.1666 | 0 | 0 | 17.1666 | 22.28 | 44.56 | 0.99999 | 0 | 7.48 | 0.12502 | 0 | 27.3934
17.1274 | 0 | 0 | 17.1274 | 22.28 | 44.56 | 0.99999 | 0 | 7.48 | 0.12502 | 0 | 27.4326
14.9853 | 0 | 0 | 14.9853 | 22.92 | 45.84 | 0.99999 | 0 | 12.23 | 0.12502 | 0 | 30.8547
11.0238 | 0 | 0 | 11.0238 | 21.44 | 42.88 | 0.99999 | 0 | 12.23 | 0.12502 | 0 | 31.8562
5.7907 | 0 | 0 | 5.7907 | 21.16 | 42.32 | 0.99999 | 0 | 12.23 | 0.12502 | 0 | 36.5293
4.7538 | 0 | 0 | 4.7538 | 22.48 | 44.96 | 0.99999 | 0 | 12.23 | 0.12502 | 0 | 40.2062
0 | 0 | 0 | 0 | 22.92 | 45.84 | 0.99999 | 0 | 7.48 | 0.12502 | 0 | 45.84
0 | 0 | 0 | 0 | 21.84 | 43.68 | 0.99999 | 0 | 7.48 | 0.12502 | 0 | 43.68
0 | 0 | 0 | 0 | 16.32 | 32.64 | 0.2 | 2.1372 | 7.48 | 0.12502 | 0 | 30.5028
0 | 0 | 0 | 0 | 16.56 | 33.12 | 0.2 | 0 | 7.48 | 0.10709 | 0 | 33.12
0 | 0 | 0 | 0 | 16.68 | 33.36 | 0.2 | 0 | 7.48 | 0.10709 | 0 | 33.36
0 | 0 | 0 | 0 | 18.44 | 36.88 | 0.2 | 0 | 7.48 | 0.10709 | 0 | 36.88
0 | 0 | 0 | 0 | 18.4 | 36.8 | 0.2 | 0 | 7.48 | 0.10709 | 0 | 36.8